## Sheet1
MARQUES | MODELS | SPECTRUM_TYPE | INSTRUMENT_TYPE | IONISATION | RESOLUTION | SOLUTION
unknown | 5600 plus qqq | unknown | unknown | unknown | unknown | AB SCIEX 5600 PlusTripleTOF, LC-UNKNOWN-QTOF, UNKNOWN
sciex | qstar pulsar i | lc | qtof | esi | low | AB SCIEX QSTAR Pulsar i, LC-ESI-QTOF, LOW
unknown | qstar pulsar i | lc | qtof | esi | low | AB SCIEX QSTAR Pulsar i, LC-ESI-QTOF, LOW
sciex | qstar pulsar i | unknown | unknown | esi | unknown | AB SCIEX QSTAR Pulsar i, LC-ESI-QTOF, UNKNOWN
sciex | 5600 plus qqq | unknown | qtof | unknown | unknown | AB SCIEX 5600 PlusTripleTOF, LC-UNKNOWN-QTOF, UNKNOWN
sciex | qstar pulsar i | unknown | qtof | unknown | unknown | AB SCIEX QSTAR Pulsar i, LC-UNKNOWN-QTOF, UNKNOWN
sciex | 5600 plus qqq | lc | unknown | unknown | unknown | AB SCIEX 5600 PlusTripleTOF, LC-UNKNOWN-QTOF, UNKNOWN
unknown | qstar pulsar i | lc | qtof | unknown | unknown | AB SCIEX QSTAR Pulsar i, LC-UNKNOWN-QTOF, UNKNOWN
sciex | qstar pulsar i | lc | unknown | unknown | unknown | AB SCIEX QSTAR Pulsar i, LC-UNKNOWN-QTOF, UNKNOWN
unknown | qstar pulsar i | lc | unknown | esi | unknown | AB SCIEX QSTAR Pulsar i, LC-ESI-QTOF, UNKNOWN
unknown | 5600 plus qqq | lc | qtof | unknown | unknown | AB SCIEX 5600 PlusTripleTOF, LC-UNKNOWN-QTOF, UNKNOWN
unknown | 5600 plus qqq | lc | unknown | esi | unknown | AB SCIEX 5600 PlusTripleTOF, LC-ESI-QTOF, UNKNOWN
unknown | 5600 plus qqq | lc | unknown | unknown | high | AB SCIEX 5600 PlusTripleTOF, LC-UNKNOWN-QTOF, HIGH
unknown | qstar pulsar i | lc | unknown | unknown | low | AB SCIEX QSTAR Pulsar i, LC-UNKNOWN-QTOF, LOW
unknown | qstar pulsar i | unknown | qtof | esi | unknown | AB SCIEX QSTAR Pulsar i, LC-ESI-QTOF, UNKNOWN
unknown | 5600 plus qqq | unknown | qtof | esi | unknown | AB SCIEX 5600 PlusTripleTOF, LC-ESI-QTOF, UNKNOWN
unknown | 5600 plus qqq | unknown | qtof | unknown | high | AB SCIEX 5600 PlusTripleTOF, LC-UNKNOWN-QTOF, HIGH
unknown | qstar pulsar i | unknown | qtof | unknown | low | AB SCIEX QSTAR Pulsar i, LC-UNKNOWN-QTOF, LOW
unknown | 5600 plus qqq | unknown | unknown | esi | high | AB SCIEX 5600 PlusTripleTOF, LC-ESI-QTOF, HIGH
unknown | qstar pulsar i | unknown | unknown | esi | low | AB SCIEX QSTAR Pulsar i, LC-ESI-QTOF, LOW
sciex | 5600 plus qqq | lc | qtof | unknown | unknown | AB SCIEX 5600 PlusTripleTOF, LC-UNKNOWN-QTOF, UNKNOWN
sciex | qstar pulsar i | lc | qtof | unknown | unknown | AB SCIEX QSTAR Pulsar i, LC-UNKNOWN-QTOF, UNKNOWN
sciex | qstar pulsar i | lc | unknown | esi | unknown | AB SCIEX QSTAR Pulsar i, LC-ESI-QTOF, UNKNOWN
sciex | 5600 plus qqq | lc | unknown | esi | unknown | AB SCIEX 5600 PlusTripleTOF, LC-ESI-QTOF, UNKNOWN
sciex | 5600 plus qqq | lc | unknown | unknown | high | AB SCIEX 5600 PlusTripleTOF, LC-UNKNOWN-QTOF, HIGH
sciex | qstar pulsar i | lc | unknown | unknown | low | AB SCIEX QSTAR Pulsar i, LC-UNKNOWN-QTOF, LOW
unknown | 5600 plus qqq | unknown | unknown | unknown | high | AB SCIEX 5600 PlusTripleTOF, LC-UNKNOWN-QTOF, HIGH
unknown | qstar pulsar i | unknown | unknown | unknown | low | AB SCIEX QSTAR Pulsar i, LC-UNKNOWN-QTOF, LOW
unknown | 5600 plus qqq | unknown | unknown | esi | unknown | AB SCIEX 5600 PlusTripleTOF, LC-ESI-QTOF, UNKNOWN
sciex | 5600 plus qqq | unknown | qtof | esi | unknown | AB SCIEX 5600 PlusTripleTOF, LC-ESI-QTOF, UNKNOWN
sciex | qstar pulsar i | unknown | qtof | esi | unknown | AB SCIEX QSTAR Pulsar i, LC-ESI-QTOF, UNKNOWN
unknown | qstar pulsar i | unknown | unknown | esi | unknown | AB SCIEX QSTAR Pulsar i, LC-ESI-QTOF, UNKNOWN
unknown | 5600 plus qqq | unknown | qtof | unknown | unknown | AB SCIEX 5600 PlusTripleTOF, LC-UNKNOWN-QTOF, UNKNOWN
unknown | qstar pulsar i | unknown | qtof | unknown | unknown | AB SCIEX QSTAR Pulsar i, LC-UNKNOWN-QTOF, UNKNOWN
unknown | 5600 plus qqq | lc | unknown | unknown | unknown | AB SCIEX 5600 PlusTripleTOF, LC-UNKNOWN-QTOF, UNKNOWN
unknown | qstar pulsar i | lc | unknown | unknown | unknown | AB SCIEX QSTAR Pulsar i, LC-UNKNOWN-QTOF, UNKNOWN
sciex | qstar pulsar i | unknown | qtof | unknown | low | AB SCIEX QSTAR Pulsar i, LC-UNKNOWN-QTOF, LOW
sciex | qstar pulsar i | unknown | qtof | esi | low | AB SCIEX QSTAR Pulsar i, LC-ESI-QTOF, LOW
sciex | 5600 plus qqq | unknown | qtof | unknown | high | AB SCIEX 5600 PlusTripleTOF, LC-UNKNOWN-QTOF, HIGH
sciex | 5600 plus qqq | unknown | unknown | esi | high | AB SCIEX 5600 PlusTripleTOF, LC-ESI-QTOF, HIGH
sciex | qstar pulsar i | unknown | unknown | esi | low | AB SCIEX QSTAR Pulsar i, LC-ESI-QTOF, LOW
unknown | 5600 plus qqq | lc | qtof | esi | unknown | AB SCIEX 5600 PlusTripleTOF, LC-ESI-QTOF, UNKNOWN
unknown | qstar pulsar i | lc | qtof | esi | unknown | AB SCIEX QSTAR Pulsar i, LC-ESI-QTOF, UNKNOWN
unknown | 5600 plus qqq | lc | qtof | unknown | high | AB SCIEX 5600 PlusTripleTOF, LC-UNKNOWN-QTOF, HIGH
unknown | qstar pulsar i | lc | qtof | unknown | low | AB SCIEX QSTAR Pulsar i, LC-UNKNOWN-QTOF, LOW
unknown | qstar pulsar i | lc | unknown | esi | low | AB SCIEX QSTAR Pulsar i, LC-ESI-QTOF, LOW
unknown | 5600 plus qqq | lc | unknown | esi | high | AB SCIEX 5600 PlusTripleTOF, LC-ESI-QTOF, HIGH
unknown | 5600 plus qqq | unknown | qtof | esi | high | AB SCIEX 5600 PlusTripleTOF, LC-ESI-QTOF, HIGH
unknown | qstar pulsar i | unknown | qtof | esi | low | AB SCIEX QSTAR Pulsar i, LC-ESI-QTOF, LOW
sciex | 5600 plus qqq | unknown | unknown | unknown | unknown | AB SCIEX 5600 PlusTripleTOF, LC-UNKNOWN-QTOF, UNKNOWN
sciex | 5600 plus qqq | lc | unknown | esi | high | AB SCIEX 5600 PlusTripleTOF, LC-ESI-QTOF, HIGH
sciex | 5600 plus qqq | unknown | qtof | esi | high | AB SCIEX 5600 PlusTripleTOF, LC-ESI-QTOF, HIGH
sciex | qstar pulsar i | unknown | unknown | unknown | unknown | AB SCIEX QSTAR Pulsar i, LC-UNKNOWN-QTOF, UNKNOWN
sciex | qstar pulsar i | lc | qtof | esi | unknown | AB SCIEX QSTAR Pulsar i, LC-ESI-QTOF, UNKNOWN
sciex | 5600 plus qqq | lc | qtof | esi | unknown | AB SCIEX 5600 PlusTripleTOF, LC-ESI-QTOF, UNKNOWN
sciex | 5600 plus qqq | lc | qtof | unknown | high | AB SCIEX 5600 PlusTripleTOF, LC-UNKNOWN-QTOF, HIGH
sciex | qstar pulsar i | lc | qtof | unknown | low | AB SCIEX QSTAR Pulsar i, LC-UNKNOWN-QTOF, LOW
sciex | qstar pulsar i | lc | unknown | esi | low | AB SCIEX QSTAR Pulsar i, LC-ESI-QTOF, LOW
unknown | 5600 plus qqq | lc | qtof | esi | high | AB SCIEX 5600 PlusTripleTOF, LC-ESI-QTOF, HIGH
unknown | qstar pulsar i | unknown | unknown | unknown | unknown | AB SCIEX QSTAR Pulsar i, LC-UNKNOWN-QTOF, UNKNOWN
sciex | qstar pulsar i | unknown | unknown | unknown | low | AB SCIEX QSTAR Pulsar i, LC-UNKNOWN-QTOF, LOW
sciex | 5600 plus qqq | unknown | unknown | esi | unknown | AB SCIEX 5600 PlusTripleTOF, LC-ESI-QTOF, UNKNOWN
sciex | 5600 plus qqq | unknown | unknown | unknown | high | AB SCIEX 5600 PlusTripleTOF, LC-UNKNOWN-QTOF, HIGH
sciex | 5600 plus qqq | lc | qtof | esi | high | AB SCIEX 5600 PlusTripleTOF, LC-ESI-QTOF, HIGH
unknown | zenotof 7600 | lc | qtof | esi | high | AB SCIEX ZenoTOF 7600, LC-ESI-QTOF, HIGH
sciex | zenotof 7600 | unknown | unknown | unknown | high | AB SCIEX ZenoTOF 7600, LC-UNKNOWN-QTOF, HIGH
sciex | zenotof 7600 | unknown | unknown | unknown | high | AB SCIEX ZenoTOF 7600, LC-UNKNOWN-QTOF, HIGH
sciex | zenotof 7600 | lc | qtof | esi | high | AB SCIEX ZenoTOF 7600, LC-ESI-QTOF, HIGH
sciex | zenotof 7600 | unknown | unknown | esi | unknown | AB SCIEX ZenoTOF 7600, LC-ESI-QTOF, UNKNOWN
sciex | zenotof 7600 | unknown | unknown | apci | unknown | AB SCIEX ZenoTOF 7600, LC-APCI-QTOF, UNKNOWN
sciex | zenotof 7600 | lc | qtof | apci | high | AB SCIEX ZenoTOF 7600, LC-APCI-QTOF, HIGH
unknown | zenotof 7600 | lc | unknown | esi | unknown | AB SCIEX ZenoTOF 7600, LC-ESI-QTOF, UNKNOWN
unknown | zenotof 7600 | lc | qtof | unknown | unknown | AB SCIEX ZenoTOF 7600, LC-UNKNOWN-QTOF, UNKNOWN
unknown | zenotof 7600 | lc | qtof | unknown | unknown | AB SCIEX ZenoTOF 7600, LC-UNKNOWN-QTOF, UNKNOWN
sciex | zenotof 7600 | lc | unknown | unknown | unknown | AB SCIEX ZenoTOF 7600, LC-UNKNOWN-QTOF, UNKNOWN
sciex | zenotof 7600 | lc | unknown | unknown | unknown | AB SCIEX ZenoTOF 7600, LC-UNKNOWN-QTOF, UNKNOWN
sciex | zenotof 7600 | lc | unknown | apci | high | AB SCIEX ZenoTOF 7600, LC-APCI-QTOF, HIGH
sciex | zenotof 7600 | lc | unknown | esi | high | AB SCIEX ZenoTOF 7600, LC-ESI-QTOF, HIGH
sciex | zenotof 7600 | unknown | qtof | unknown | unknown | AB SCIEX ZenoTOF 7600, LC-UNKNOWN-QTOF, UNKNOWN
sciex | zenotof 7600 | unknown | qtof | unknown | unknown | AB SCIEX ZenoTOF 7600, LC-UNKNOWN-QTOF, UNKNOWN
unknown | zenotof 7600 | lc | unknown | unknown | high | AB SCIEX ZenoTOF 7600, LC-UNKNOWN-QTOF, HIGH
unknown | zenotof 7600 | lc | unknown | apci | unknown | AB SCIEX ZenoTOF 7600, LC-APCI-QTOF, UNKNOWN
sciex | zenotof 7600 | lc | qtof | apci | unknown | AB SCIEX ZenoTOF 7600, LC-APCI-QTOF, UNKNOWN
sciex | zenotof 7600 | lc | qtof | unknown | high | AB SCIEX ZenoTOF 7600, LC-UNKNOWN-QTOF, HIGH
sciex | zenotof 7600 | lc | qtof | unknown | high | AB SCIEX ZenoTOF 7600, LC-UNKNOWN-QTOF, HIGH
sciex | zenotof 7600 | lc | qtof | unknown | unknown | AB SCIEX ZenoTOF 7600, LC-UNKNOWN-QTOF, UNKNOWN
sciex | zenotof 7600 | unknown | unknown | unknown | unknown | AB SCIEX ZenoTOF 7600, LC-UNKNOWN-QTOF, UNKNOWN
sciex | zenotof 7600 | unknown | unknown | unknown | unknown | AB SCIEX ZenoTOF 7600, LC-UNKNOWN-QTOF, UNKNOWN
sciex | zenotof 7600 | lc | unknown | apci | unknown | AB SCIEX ZenoTOF 7600, LC-APCI-QTOF, UNKNOWN
sciex | zenotof 7600 | lc | unknown | esi | unknown | AB SCIEX ZenoTOF 7600, LC-ESI-QTOF, UNKNOWN
sciex | zenotof 7600 | lc | qtof | unknown | unknown | AB SCIEX ZenoTOF 7600, LC-UNKNOWN-QTOF, UNKNOWN
unknown | zenotof 7600 | unknown | qtof | unknown | high | AB SCIEX ZenoTOF 7600, LC-UNKNOWN-QTOF, HIGH
unknown | zenotof 7600 | unknown | qtof | apci | unknown | AB SCIEX ZenoTOF 7600, LC-APCI-QTOF, UNKNOWN
unknown | zenotof 7600 | unknown | qtof | unknown | high | AB SCIEX ZenoTOF 7600, LC-UNKNOWN-QTOF, HIGH
unknown | zenotof 7600 | unknown | qtof | esi | unknown | AB SCIEX ZenoTOF 7600, LC-ESI-QTOF, UNKNOWN
unknown | zenotof 7600 | lc | unknown | unknown | high | AB SCIEX ZenoTOF 7600, LC-UNKNOWN-QTOF, HIGH
unknown | zenotof 7600 | unknown | unknown | apci | high | AB SCIEX ZenoTOF 7600, LC-APCI-QTOF, HIGH
unknown | zenotof 7600 | unknown | unknown | esi | high | AB SCIEX ZenoTOF 7600, LC-ESI-QTOF, HIGH
sciex | zenotof 7600 | unknown | qtof | unknown | high | AB SCIEX ZenoTOF 7600, LC-UNKNOWN-QTOF, HIGH
sciex | zenotof 7600 | unknown | unknown | apci | high | AB SCIEX ZenoTOF 7600, LC-APCI-QTOF, HIGH
unknown | zenotof 7600 | lc | qtof | esi | unknown | AB SCIEX ZenoTOF 7600, LC-ESI-QTOF, UNKNOWN
unknown | zenotof 7600 | lc | qtof | apci | unknown | AB SCIEX ZenoTOF 7600, LC-APCI-QTOF, UNKNOWN
unknown | zenotof 7600 | lc | unknown | unknown | unknown | AB SCIEX ZenoTOF 7600, LC-UNKNOWN-QTOF, UNKNOWN
unknown | zenotof 7600 | lc | unknown | unknown | unknown | AB SCIEX ZenoTOF 7600, LC-UNKNOWN-QTOF, UNKNOWN
unknown | zenotof 7600 | unknown | qtof | esi | high | AB SCIEX ZenoTOF 7600, LC-ESI-QTOF, HIGH
unknown | zenotof 7600 | unknown | qtof | apci | high | AB SCIEX ZenoTOF 7600, LC-APCI-QTOF, HIGH
unknown | zenotof 7600 | lc | qtof | apci | high | AB SCIEX ZenoTOF 7600, LC-APCI-QTOF, HIGH
unknown | zenotof 7600 | unknown | unknown | unknown | unknown | AB SCIEX ZenoTOF 7600, LC-UNKNOWN-QTOF, UNKNOWN
unknown | zenotof 7600 | lc | qtof | unknown | high | AB SCIEX ZenoTOF 7600, LC-UNKNOWN-QTOF, HIGH
unknown | zenotof 7600 | lc | unknown | esi | high | AB SCIEX ZenoTOF 7600, LC-ESI-QTOF, HIGH
unknown | zenotof 7600 | lc | unknown | apci | high | AB SCIEX ZenoTOF 7600, LC-APCI-QTOF, HIGH
unknown | zenotof 7600 | lc | qtof | unknown | high | AB SCIEX ZenoTOF 7600, LC-UNKNOWN-QTOF, HIGH
unknown | zenotof 7600 | unknown | unknown | unknown | unknown | AB SCIEX ZenoTOF 7600, LC-UNKNOWN-QTOF, UNKNOWN
sciex | zenotof 7600 | unknown | qtof | unknown | high | AB SCIEX ZenoTOF 7600, LC-UNKNOWN-QTOF, HIGH
sciex | zenotof 7600 | unknown | unknown | esi | high | AB SCIEX ZenoTOF 7600, LC-ESI-QTOF, HIGH
unknown | zenotof 7600 | unknown | qtof | unknown | unknown | AB SCIEX ZenoTOF 7600, LC-UNKNOWN-QTOF, UNKNOWN
unknown | zenotof 7600 | unknown | qtof | unknown | unknown | AB SCIEX ZenoTOF 7600, LC-UNKNOWN-QTOF, UNKNOWN
unknown | zenotof 7600 | unknown | unknown | apci | unknown | AB SCIEX ZenoTOF 7600, LC-APCI-QTOF, UNKNOWN
unknown | zenotof 7600 | unknown | unknown | esi | unknown | AB SCIEX ZenoTOF 7600, LC-ESI-QTOF, UNKNOWN
sciex | zenotof 7600 | unknown | qtof | apci | unknown | AB SCIEX ZenoTOF 7600, LC-APCI-QTOF, UNKNOWN
unknown | zenotof 7600 | unknown | unknown | unknown | high | AB SCIEX ZenoTOF 7600, LC-UNKNOWN-QTOF, HIGH
unknown | zenotof 7600 | unknown | unknown | unknown | high | AB SCIEX ZenoTOF 7600, LC-UNKNOWN-QTOF, HIGH
sciex | zenotof 7600 | unknown | qtof | esi | unknown | AB SCIEX ZenoTOF 7600, LC-ESI-QTOF, UNKNOWN
sciex | zenotof 7600 | lc | qtof | esi | unknown | AB SCIEX ZenoTOF 7600, LC-ESI-QTOF, UNKNOWN
sciex | zenotof 7600 | unknown | qtof | apci | high | AB SCIEX ZenoTOF 7600, LC-APCI-QTOF, HIGH
sciex | zenotof 7600 | unknown | qtof | esi | high | AB SCIEX ZenoTOF 7600, LC-ESI-QTOF, HIGH
sciex | zenotof 7600 | lc | unknown | unknown | high | AB SCIEX ZenoTOF 7600, LC-UNKNOWN-QTOF, HIGH
sciex | zenotof 7600 | lc | unknown | unknown | high | AB SCIEX ZenoTOF 7600, LC-UNKNOWN-QTOF, HIGH
sciex | 5600 qqq | lc | tof | unknown | unknown | AB SCIEX 5600 TripleTOF, LC-UNKNOWN-TOF, UNKNOWN
sciex | 6600 qqq | lc | tof | unknown | unknown | AB SCIEX 6600 TripleTOF, LC-UNKNOWN-TOF, UNKNOWN
sciex | 5600 qqq | lc | tof | esi | unknown | AB SCIEX 5600 TripleTOF, LC-ESI-TOF, UNKNOWN
sciex | 6600 qqq | lc | tof | esi | unknown | AB SCIEX 6600 TripleTOF, LC-ESI-TOF, UNKNOWN
unknown | 6600 qqq | unknown | unknown | esi | high | AB SCIEX 6600 TripleTOF, LC-ESI-TOF, HIGH
sciex | 5600 qqq | lc | tof | unknown | high | AB SCIEX 5600 TripleTOF, LC-UNKNOWN-TOF, HIGH
unknown | 6600 qqq | lc | unknown | esi | unknown | AB SCIEX 6600 TripleTOF, LC-ESI-TOF, UNKNOWN
unknown | 5600 qqq | lc | unknown | esi | unknown | AB SCIEX 5600 TripleTOF, LC-ESI-TOF, UNKNOWN
unknown | 6600 qqq | lc | unknown | unknown | high | AB SCIEX 6600 TripleTOF, LC-UNKNOWN-TOF, HIGH
unknown | 5600 qqq | lc | unknown | unknown | high | AB SCIEX 5600 TripleTOF, LC-UNKNOWN-TOF, HIGH
sciex | 6600 qqq | lc | tof | unknown | high | AB SCIEX 6600 TripleTOF, LC-UNKNOWN-TOF, HIGH
unknown | 5600 qqq | unknown | tof | esi | unknown | AB SCIEX 5600 TripleTOF, LC-ESI-TOF, UNKNOWN
unknown | 6600 qqq | unknown | tof | esi | unknown | AB SCIEX 6600 TripleTOF, LC-ESI-TOF, UNKNOWN
unknown | 5600 qqq | unknown | tof | unknown | high | AB SCIEX 5600 TripleTOF, LC-UNKNOWN-TOF, HIGH
unknown | 6600 qqq | unknown | tof | unknown | high | AB SCIEX 6600 TripleTOF, LC-UNKNOWN-TOF, HIGH
unknown | 5600 qqq | unknown | unknown | esi | high | AB SCIEX 5600 TripleTOF, LC-ESI-TOF, HIGH
sciex | 5600 qqq | lc | tof | esi | high | AB SCIEX 5600 TripleTOF, LC-ESI-TOF, HIGH
sciex | 6600 qqq | unknown | unknown | esi | unknown | AB SCIEX 6600 TripleTOF, LC-ESI-TOF, UNKNOWN
sciex | 5600 qqq | unknown | tof | unknown | unknown | AB SCIEX 5600 TripleTOF, LC-UNKNOWN-TOF, UNKNOWN
unknown | 5600 qqq | lc | tof | esi | high | AB SCIEX 5600 TripleTOF, LC-ESI-TOF, HIGH
sciex | 6600 qqq | lc | tof | esi | high | AB SCIEX 6600 TripleTOF, LC-ESI-TOF, HIGH
sciex | 5600 qqq | unknown | unknown | esi | unknown | AB SCIEX 5600 TripleTOF, LC-ESI-TOF, UNKNOWN
sciex | 5600 qqq | unknown | unknown | unknown | high | AB SCIEX 5600 TripleTOF, LC-UNKNOWN-TOF, HIGH
unknown | 5600 qqq | unknown | unknown | unknown | unknown | AB SCIEX 5600 TripleTOF, LC-UNKNOWN-TOF, UNKNOWN
unknown | 6600 qqq | lc | tof | unknown | unknown | AB SCIEX 6600 TripleTOF, LC-UNKNOWN-TOF, UNKNOWN
sciex | 6600 qqq | lc | unknown | unknown | unknown | AB SCIEX 6600 TripleTOF, LC-UNKNOWN-TOF, UNKNOWN
unknown | 6600 qqq | unknown | unknown | unknown | unknown | AB SCIEX 6600 TripleTOF, LC-UNKNOWN-TOF, UNKNOWN
sciex | 6600 qqq | unknown | tof | unknown | unknown | AB SCIEX 6600 TripleTOF, LC-UNKNOWN-TOF, UNKNOWN
sciex | 5600 qqq | lc | unknown | unknown | unknown | AB SCIEX 5600 TripleTOF, LC-UNKNOWN-TOF, UNKNOWN
unknown | 5600 qqq | lc | tof | unknown | unknown | AB SCIEX 5600 TripleTOF, LC-UNKNOWN-TOF, UNKNOWN
sciex | 6600 qqq | lc | unknown | unknown | high | AB SCIEX 6600 TripleTOF, LC-UNKNOWN-TOF, HIGH
sciex | 6600 qqq | lc | unknown | esi | unknown | AB SCIEX 6600 TripleTOF, LC-ESI-TOF, UNKNOWN
unknown | 5600 qqq | lc | unknown | unknown | unknown | AB SCIEX 5600 TripleTOF, LC-UNKNOWN-TOF, UNKNOWN
unknown | 6600 qqq | unknown | tof | unknown | unknown | AB SCIEX 6600 TripleTOF, LC-UNKNOWN-TOF, UNKNOWN
unknown | 5600 qqq | unknown | tof | unknown | unknown | AB SCIEX 5600 TripleTOF, LC-UNKNOWN-TOF, UNKNOWN
unknown | 6600 qqq | unknown | unknown | unknown | high | AB SCIEX 6600 TripleTOF, LC-UNKNOWN-TOF, HIGH
unknown | 5600 qqq | unknown | unknown | esi | unknown | AB SCIEX 5600 TripleTOF, LC-ESI-TOF, UNKNOWN
unknown | 6600 qqq | unknown | unknown | esi | unknown | AB SCIEX 6600 TripleTOF, LC-ESI-TOF, UNKNOWN
sciex | 5600 qqq | unknown | tof | esi | unknown | AB SCIEX 5600 TripleTOF, LC-ESI-TOF, UNKNOWN
sciex | 6600 qqq | unknown | tof | esi | unknown | AB SCIEX 6600 TripleTOF, LC-ESI-TOF, UNKNOWN
sciex | 5600 qqq | lc | unknown | unknown | high | AB SCIEX 5600 TripleTOF, LC-UNKNOWN-TOF, HIGH
sciex | 5600 qqq | lc | unknown | esi | high | AB SCIEX 5600 TripleTOF, LC-ESI-TOF, HIGH
sciex | 5600 qqq | unknown | tof | esi | high | AB SCIEX 5600 TripleTOF, LC-ESI-TOF, HIGH
sciex | 6600 qqq | lc | unknown | esi | high | AB SCIEX 6600 TripleTOF, LC-ESI-TOF, HIGH
sciex | 6600 qqq | unknown | tof | esi | high | AB SCIEX 6600 TripleTOF, LC-ESI-TOF, HIGH
sciex | 5600 qqq | unknown | unknown | unknown | unknown | AB SCIEX 5600 TripleTOF, LC-UNKNOWN-TOF, UNKNOWN
sciex | 6600 qqq | unknown | unknown | unknown | unknown | AB SCIEX 6600 TripleTOF, LC-UNKNOWN-TOF, UNKNOWN
unknown | 5600 qqq | unknown | unknown | unknown | high | AB SCIEX 5600 TripleTOF, LC-UNKNOWN-TOF, HIGH
sciex | 5600 qqq | lc | unknown | esi | unknown | AB SCIEX 5600 TripleTOF, LC-ESI-TOF, UNKNOWN
sciex | 6600 qqq | unknown | unknown | esi | high | AB SCIEX 6600 TripleTOF, LC-ESI-TOF, HIGH
sciex | 6600 qqq | unknown | tof | unknown | high | AB SCIEX 6600 TripleTOF, LC-UNKNOWN-TOF, HIGH
sciex | 5600 qqq | unknown | unknown | esi | high | AB SCIEX 5600 TripleTOF, LC-ESI-TOF, HIGH
unknown | 6600 qqq | lc | unknown | unknown | unknown | AB SCIEX 6600 TripleTOF, LC-UNKNOWN-TOF, UNKNOWN
unknown | 5600 qqq | unknown | tof | esi | high | AB SCIEX 5600 TripleTOF, LC-ESI-TOF, HIGH
unknown | 6600 qqq | unknown | tof | esi | high | AB SCIEX 6600 TripleTOF, LC-ESI-TOF, HIGH
sciex | 5600 qqq | unknown | tof | unknown | high | AB SCIEX 5600 TripleTOF, LC-UNKNOWN-TOF, HIGH
unknown | 5600 qqq | lc | tof | esi | unknown | AB SCIEX 5600 TripleTOF, LC-ESI-TOF, UNKNOWN
unknown | 6600 qqq | lc | tof | esi | unknown | AB SCIEX 6600 TripleTOF, LC-ESI-TOF, UNKNOWN
unknown | 5600 qqq | lc | tof | unknown | high | AB SCIEX 5600 TripleTOF, LC-UNKNOWN-TOF, HIGH
unknown | 6600 qqq | lc | tof | unknown | high | AB SCIEX 6600 TripleTOF, LC-UNKNOWN-TOF, HIGH
unknown | 6600 qqq | lc | unknown | esi | high | AB SCIEX 6600 TripleTOF, LC-ESI-TOF, HIGH
unknown | 5600 qqq | lc | unknown | esi | high | AB SCIEX 5600 TripleTOF, LC-ESI-TOF, HIGH
sciex | 6600 qqq | unknown | unknown | unknown | high | AB SCIEX 6600 TripleTOF, LC-UNKNOWN-TOF, HIGH
unknown | 6600 qqq | lc | tof | esi | high | AB SCIEX 6600 TripleTOF, LC-ESI-TOF, HIGH
sciex | unknown | unknown | unknown | unknown | unknown | AB SCIEX instrument, UNKNOWN, UNKNOWN
sciex | unknown | lc | qqq | unknown | unknown | AB SCIEX instrument, LC-UNKNOWN-QQQ, UNKNOWN
sciex | unknown | unknown | unknown | unknown | unknown | AB SCIEX instrument, UNKNOWN, UNKNOWN
sciex | unknown | unknown | unknown | unknown | unknown | AB SCIEX instrument, UNKNOWN, UNKNOWN
unknown | unknown | unknown | qqq | unknown | unknown | UNKNOWN, UNKNOWN-UNKNOWN-QQQ, UNKNOWN
unknown | unknown | unknown | qqq | unknown | unknown | UNKNOWN, UNKNOWN-UNKNOWN-QQQ, UNKNOWN
unknown | unknown | unknown | qqq | unknown | unknown | UNKNOWN, UNKNOWN-UNKNOWN-QQQ, UNKNOWN
unknown | unknown | unknown | qqq | unknown | unknown | UNKNOWN, UNKNOWN-UNKNOWN-QQQ, UNKNOWN
sciex | unknown | unknown | unknown | unknown | unknown | AB SCIEX instrument, UNKNOWN, UNKNOWN
sciex | unknown | lc | tof | unknown | unknown | AB SCIEX instrument, LC-UNKNOWN-TOF, UNKNOWN
unknown | unknown | lc | unknown | unknown | unknown | UNKNOWN, LC-UNKNOWN-UNKNOWN, UNKNOWN
unknown | unknown | lc | unknown | unknown | unknown | UNKNOWN, LC-UNKNOWN-UNKNOWN, UNKNOWN
sciex | unknown | lc | qqq | unknown | unknown | AB SCIEX instrument, LC-UNKNOWN-QQQ, UNKNOWN
sciex | unknown | lc | qqq | unknown | unknown | AB SCIEX instrument, LC-UNKNOWN-QQQ, UNKNOWN
sciex | unknown | lc | qqq | unknown | unknown | AB SCIEX instrument, LC-UNKNOWN-QQQ, UNKNOWN
sciex | unknown | lc | qqq | unknown | unknown | AB SCIEX instrument, LC-UNKNOWN-QQQ, UNKNOWN
sciex | unknown | lc | qtof | unknown | unknown | AB SCIEX instrument, LC-UNKNOWN-QTOF, UNKNOWN
sciex | unknown | lc | qtof | unknown | unknown | AB SCIEX instrument, LC-UNKNOWN-QTOF, UNKNOWN
sciex | unknown | lc | qit | unknown | unknown | AB SCIEX instrument, LC-UNKNOWN-QIT, UNKNOWN
sciex | unknown | lc | qtof | unknown | unknown | AB SCIEX instrument, LC-UNKNOWN-QTOF, UNKNOWN
sciex | unknown | unknown | qqq | unknown | unknown | AB SCIEX instrument, UNKNOWN-UNKNOWN-QQQ, UNKNOWN
sciex | unknown | unknown | qtof | unknown | unknown | AB SCIEX instrument, UNKNOWN-UNKNOWN-QTOF, UNKNOWN
sciex | unknown | unknown | tof | unknown | unknown | AB SCIEX instrument, UNKNOWN-UNKNOWN-TOF, UNKNOWN
sciex | unknown | unknown | qqq | unknown | unknown | AB SCIEX instrument, UNKNOWN-UNKNOWN-QQQ, UNKNOWN
sciex | unknown | unknown | tof | unknown | unknown | AB SCIEX instrument, UNKNOWN-UNKNOWN-TOF, UNKNOWN
sciex | unknown | unknown | qqq | unknown | unknown | AB SCIEX instrument, UNKNOWN-UNKNOWN-QQQ, UNKNOWN
sciex | unknown | unknown | qqq | unknown | unknown | AB SCIEX instrument, UNKNOWN-UNKNOWN-QQQ, UNKNOWN
sciex | unknown | unknown | qqq | unknown | unknown | AB SCIEX instrument, UNKNOWN-UNKNOWN-QQQ, UNKNOWN
sciex | unknown | unknown | qqq | unknown | unknown | AB SCIEX instrument, UNKNOWN-UNKNOWN-QQQ, UNKNOWN
sciex | unknown | lc | qqq | unknown | unknown | AB SCIEX instrument, LC-UNKNOWN-QQQ, UNKNOWN
sciex | unknown | lc | qqq | esi | low | AB SCIEX instrument, LC-ESI-QQQ, LOW
sciex | unknown | lc | qit | esi | high | AB SCIEX instrument, LC-ESI-QIT, HIGH
sciex | unknown | lc | qqq | esi | high | AB SCIEX instrument, LC-ESI-QQQ, HIGH
sciex | unknown | lc | qtof | esi | high | AB SCIEX instrument, LC-ESI-QTOF, HIGH
sciex | unknown | lc | qqq | esi | high | AB SCIEX instrument, LC-ESI-QQQ, HIGH
sciex | unknown | lc | qqq | esi | high | AB SCIEX instrument, LC-ESI-QQQ, HIGH
sciex | unknown | unknown | qtof | unknown | unknown | AB SCIEX instrument, UNKNOWN-UNKNOWN-QTOF, UNKNOWN
sciex | unknown | unknown | qtof | unknown | unknown | AB SCIEX instrument, UNKNOWN-UNKNOWN-QTOF, UNKNOWN
sciex | unknown | unknown | qit | unknown | unknown | AB SCIEX instrument, UNKNOWN-UNKNOWN-QIT, UNKNOWN
sciex | unknown | unknown | qtof | unknown | unknown | AB SCIEX instrument, UNKNOWN-UNKNOWN-QTOF, UNKNOWN
sciex | unknown | unknown | qtof | unknown | unknown | AB SCIEX instrument, UNKNOWN-UNKNOWN-QTOF, UNKNOWN
sciex | unknown | unknown | qtof | unknown | unknown | AB SCIEX instrument, UNKNOWN-UNKNOWN-QTOF, UNKNOWN
sciex | unknown | unknown | qtof | unknown | unknown | AB SCIEX instrument, UNKNOWN-UNKNOWN-QTOF, UNKNOWN
sciex | unknown | lc | unknown | unknown | unknown | AB SCIEX instrument, LC-UNKNOWN-UNKNOWN, UNKNOWN
sciex | unknown | lc | unknown | unknown | unknown | AB SCIEX instrument, LC-UNKNOWN-UNKNOWN, UNKNOWN
sciex | unknown | lc | unknown | unknown | unknown | AB SCIEX instrument, LC-UNKNOWN-UNKNOWN, UNKNOWN
sciex | unknown | lc | unknown | unknown | unknown | AB SCIEX instrument, LC-UNKNOWN-UNKNOWN, UNKNOWN
sciex | unknown | lc | unknown | unknown | unknown | AB SCIEX instrument, LC-UNKNOWN-UNKNOWN, UNKNOWN
sciex | unknown | lc | unknown | unknown | unknown | AB SCIEX instrument, LC-UNKNOWN-UNKNOWN, UNKNOWN
sciex | unknown | lc | unknown | unknown | unknown | AB SCIEX instrument, LC-UNKNOWN-UNKNOWN, UNKNOWN
sciex | unknown | unknown | qtof | unknown | unknown | AB SCIEX instrument, UNKNOWN-UNKNOWN-QTOF, UNKNOWN
sciex | unknown | unknown | qqq | unknown | unknown | AB SCIEX instrument, UNKNOWN-UNKNOWN-QQQ, UNKNOWN
sciex | unknown | unknown | unknown | esi | unknown | AB SCIEX instrument, LC-ESI-UNKNOWN, UNKNOWN
sciex | unknown | unknown | unknown | appi | unknown | AB SCIEX instrument, LC-APPI-UNKNOWN, UNKNOWN
sciex | unknown | unknown | unknown | esi | unknown | AB SCIEX instrument, LC-ESI-UNKNOWN, UNKNOWN
sciex | unknown | unknown | unknown | esi | unknown | AB SCIEX instrument, LC-ESI-UNKNOWN, UNKNOWN
sciex | unknown | unknown | unknown | esi | unknown | AB SCIEX instrument, LC-ESI-UNKNOWN, UNKNOWN
sciex | unknown | unknown | unknown | esi | unknown | AB SCIEX instrument, LC-ESI-UNKNOWN, UNKNOWN
sciex | unknown | unknown | unknown | esi | unknown | AB SCIEX instrument, LC-ESI-UNKNOWN, UNKNOWN
sciex | unknown | unknown | unknown | esi | unknown | AB SCIEX instrument, LC-ESI-UNKNOWN, UNKNOWN
sciex | unknown | unknown | unknown | esi | unknown | AB SCIEX instrument, LC-ESI-UNKNOWN, UNKNOWN
sciex | unknown | unknown | unknown | esi | unknown | AB SCIEX instrument, LC-ESI-UNKNOWN, UNKNOWN
sciex | unknown | unknown | unknown | esi | unknown | AB SCIEX instrument, LC-ESI-UNKNOWN, UNKNOWN
sciex | unknown | unknown | unknown | apci | unknown | AB SCIEX instrument, LC-APCI-UNKNOWN, UNKNOWN
sciex | unknown | unknown | qqq | unknown | unknown | AB SCIEX instrument, UNKNOWN-UNKNOWN-QQQ, UNKNOWN
sciex | unknown | unknown | qit | unknown | unknown | AB SCIEX instrument, UNKNOWN-UNKNOWN-QIT, UNKNOWN
sciex | unknown | unknown | qqq | unknown | unknown | AB SCIEX instrument, UNKNOWN-UNKNOWN-QQQ, UNKNOWN
sciex | unknown | unknown | qqq | unknown | unknown | AB SCIEX instrument, UNKNOWN-UNKNOWN-QQQ, UNKNOWN
sciex | unknown | unknown | qqq | esi | low | AB SCIEX instrument, LC-ESI-QQQ, LOW
sciex | unknown | unknown | qit | esi | high | AB SCIEX instrument, LC-ESI-QIT, HIGH
sciex | unknown | unknown | qqq | esi | high | AB SCIEX instrument, LC-ESI-QQQ, HIGH
sciex | unknown | unknown | qtof | esi | high | AB SCIEX instrument, LC-ESI-QTOF, HIGH
sciex | unknown | unknown | qqq | esi | high | AB SCIEX instrument, LC-ESI-QQQ, HIGH
sciex | unknown | unknown | qqq | esi | high | AB SCIEX instrument, LC-ESI-QQQ, HIGH
sciex | unknown | unknown | qtof | esi | high | AB SCIEX instrument, LC-ESI-QTOF, HIGH
sciex | unknown | unknown | tof | esi | high | AB SCIEX instrument, LC-ESI-TOF, HIGH
sciex | unknown | unknown | qqq | esi | high | AB SCIEX instrument, LC-ESI-QQQ, HIGH
sciex | unknown | unknown | tof | esi | high | AB SCIEX instrument, LC-ESI-TOF, HIGH
sciex | unknown | unknown | unknown | esi | unknown | AB SCIEX instrument, LC-ESI-UNKNOWN, UNKNOWN
sciex | unknown | unknown | unknown | esi | unknown | AB SCIEX instrument, LC-ESI-UNKNOWN, UNKNOWN
sciex | unknown | unknown | unknown | esi | unknown | AB SCIEX instrument, LC-ESI-UNKNOWN, UNKNOWN
sciex | unknown | unknown | unknown | esi | unknown | AB SCIEX instrument, LC-ESI-UNKNOWN, UNKNOWN
sciex | unknown | unknown | unknown | esi | unknown | AB SCIEX instrument, LC-ESI-UNKNOWN, UNKNOWN
sciex | unknown | unknown | unknown | esi | unknown | AB SCIEX instrument, LC-ESI-UNKNOWN, UNKNOWN
sciex | unknown | unknown | unknown | unknown | low | AB SCIEX instrument, UNKNOWN, LOW
sciex | unknown | unknown | unknown | unknown | low | AB SCIEX instrument, UNKNOWN, LOW
sciex | unknown | unknown | unknown | unknown | high | AB SCIEX instrument, UNKNOWN, HIGH
sciex | unknown | unknown | unknown | unknown | high | AB SCIEX instrument, UNKNOWN, HIGH
sciex | unknown | unknown | unknown | unknown | low | AB SCIEX instrument, UNKNOWN, LOW
sciex | unknown | unknown | unknown | unknown | low | AB SCIEX instrument, UNKNOWN, LOW
sciex | unknown | unknown | unknown | unknown | low | AB SCIEX instrument, UNKNOWN, LOW
sciex | unknown | unknown | unknown | unknown | low | AB SCIEX instrument, UNKNOWN, LOW
sciex | unknown | unknown | unknown | unknown | high | AB SCIEX instrument, UNKNOWN, HIGH
sciex | unknown | unknown | unknown | unknown | high | AB SCIEX instrument, UNKNOWN, HIGH
sciex | unknown | unknown | unknown | unknown | high | AB SCIEX instrument, UNKNOWN, HIGH
sciex | unknown | unknown | unknown | unknown | high | AB SCIEX instrument, UNKNOWN, HIGH
sciex | unknown | unknown | unknown | esi | unknown | AB SCIEX instrument, LC-ESI-UNKNOWN, UNKNOWN
sciex | unknown | unknown | unknown | esi | unknown | AB SCIEX instrument, LC-ESI-UNKNOWN, UNKNOWN
sciex | unknown | unknown | unknown | esi | unknown | AB SCIEX instrument, LC-ESI-UNKNOWN, UNKNOWN
sciex | unknown | unknown | unknown | esi | unknown | AB SCIEX instrument, LC-ESI-UNKNOWN, UNKNOWN
sciex | unknown | unknown | qqq | esi | low | AB SCIEX instrument, LC-ESI-QQQ, LOW
sciex | unknown | unknown | qqq | appi | low | AB SCIEX instrument, LC-APPI-QQQ, LOW
sciex | unknown | unknown | qqq | esi | high | AB SCIEX instrument, LC-ESI-QQQ, HIGH
sciex | unknown | unknown | qqq | esi | high | AB SCIEX instrument, LC-ESI-QQQ, HIGH
sciex | unknown | unknown | qqq | esi | low | AB SCIEX instrument, LC-ESI-QQQ, LOW
sciex | unknown | unknown | qtof | esi | low | AB SCIEX instrument, LC-ESI-QTOF, LOW
sciex | unknown | unknown | qtof | esi | low | AB SCIEX instrument, LC-ESI-QTOF, LOW
sciex | unknown | unknown | qit | esi | low | AB SCIEX instrument, LC-ESI-QIT, LOW
sciex | unknown | unknown | qtof | esi | high | AB SCIEX instrument, LC-ESI-QTOF, HIGH
sciex | unknown | unknown | qtof | esi | high | AB SCIEX instrument, LC-ESI-QTOF, HIGH
sciex | unknown | unknown | qtof | esi | high | AB SCIEX instrument, LC-ESI-QTOF, HIGH
sciex | unknown | unknown | qtof | apci | high | AB SCIEX instrument, LC-APCI-QTOF, HIGH
sciex | unknown | lc | unknown | esi | low | AB SCIEX instrument, LC-ESI-UNKNOWN, LOW
sciex | unknown | lc | unknown | esi | high | AB SCIEX instrument, LC-ESI-UNKNOWN, HIGH
sciex | unknown | lc | unknown | esi | high | AB SCIEX instrument, LC-ESI-UNKNOWN, HIGH
sciex | unknown | lc | unknown | esi | high | AB SCIEX instrument, LC-ESI-UNKNOWN, HIGH
sciex | unknown | lc | unknown | esi | high | AB SCIEX instrument, LC-ESI-UNKNOWN, HIGH
sciex | unknown | lc | unknown | esi | high | AB SCIEX instrument, LC-ESI-UNKNOWN, HIGH
sciex | unknown | lc | unknown | esi | high | AB SCIEX instrument, LC-ESI-UNKNOWN, HIGH
sciex | unknown | lc | unknown | esi | high | AB SCIEX instrument, LC-ESI-UNKNOWN, HIGH
sciex | unknown | lc | unknown | esi | high | AB SCIEX instrument, LC-ESI-UNKNOWN, HIGH
sciex | unknown | lc | unknown | esi | high | AB SCIEX instrument, LC-ESI-UNKNOWN, HIGH
sciex | unknown | lc | unknown | esi | low | AB SCIEX instrument, LC-ESI-UNKNOWN, LOW
sciex | unknown | lc | unknown | appi | low | AB SCIEX instrument, LC-APPI-UNKNOWN, LOW
sciex | unknown | lc | unknown | esi | high | AB SCIEX instrument, LC-ESI-UNKNOWN, HIGH
sciex | unknown | lc | unknown | esi | high | AB SCIEX instrument, LC-ESI-UNKNOWN, HIGH
sciex | unknown | lc | unknown | esi | low | AB SCIEX instrument, LC-ESI-UNKNOWN, LOW
sciex | unknown | lc | unknown | esi | low | AB SCIEX instrument, LC-ESI-UNKNOWN, LOW
sciex | unknown | lc | unknown | esi | low | AB SCIEX instrument, LC-ESI-UNKNOWN, LOW
sciex | unknown | lc | unknown | esi | low | AB SCIEX instrument, LC-ESI-UNKNOWN, LOW
sciex | unknown | lc | unknown | esi | high | AB SCIEX instrument, LC-ESI-UNKNOWN, HIGH
sciex | unknown | lc | unknown | esi | high | AB SCIEX instrument, LC-ESI-UNKNOWN, HIGH
sciex | unknown | lc | unknown | esi | high | AB SCIEX instrument, LC-ESI-UNKNOWN, HIGH
sciex | unknown | lc | unknown | apci | high | AB SCIEX instrument, LC-APCI-UNKNOWN, HIGH
sciex | unknown | lc | qqq | unknown | low | AB SCIEX instrument, LC-UNKNOWN-QQQ, LOW
sciex | unknown | lc | qit | unknown | high | AB SCIEX instrument, LC-UNKNOWN-QIT, HIGH
sciex | unknown | lc | qqq | unknown | high | AB SCIEX instrument, LC-UNKNOWN-QQQ, HIGH
sciex | unknown | lc | qtof | unknown | high | AB SCIEX instrument, LC-UNKNOWN-QTOF, HIGH
sciex | unknown | lc | qqq | unknown | high | AB SCIEX instrument, LC-UNKNOWN-QQQ, HIGH
sciex | unknown | lc | qqq | unknown | high | AB SCIEX instrument, LC-UNKNOWN-QQQ, HIGH
sciex | unknown | lc | qtof | unknown | high | AB SCIEX instrument, LC-UNKNOWN-QTOF, HIGH
sciex | unknown | lc | tof | unknown | high | AB SCIEX instrument, LC-UNKNOWN-TOF, HIGH
sciex | unknown | lc | qqq | unknown | high | AB SCIEX instrument, LC-UNKNOWN-QQQ, HIGH
sciex | unknown | lc | tof | unknown | high | AB SCIEX instrument, LC-UNKNOWN-TOF, HIGH
sciex | unknown | lc | qqq | unknown | low | AB SCIEX instrument, LC-UNKNOWN-QQQ, LOW
sciex | unknown | lc | qqq | unknown | low | AB SCIEX instrument, LC-UNKNOWN-QQQ, LOW
sciex | unknown | lc | qqq | unknown | high | AB SCIEX instrument, LC-UNKNOWN-QQQ, HIGH
sciex | unknown | lc | qqq | unknown | high | AB SCIEX instrument, LC-UNKNOWN-QQQ, HIGH
sciex | unknown | lc | qqq | unknown | low | AB SCIEX instrument, LC-UNKNOWN-QQQ, LOW
sciex | unknown | lc | qtof | unknown | low | AB SCIEX instrument, LC-UNKNOWN-QTOF, LOW
sciex | unknown | lc | qtof | unknown | low | AB SCIEX instrument, LC-UNKNOWN-QTOF, LOW
sciex | unknown | lc | qit | unknown | low | AB SCIEX instrument, LC-UNKNOWN-QIT, LOW
sciex | unknown | lc | qtof | unknown | high | AB SCIEX instrument, LC-UNKNOWN-QTOF, HIGH
sciex | unknown | lc | qtof | unknown | high | AB SCIEX instrument, LC-UNKNOWN-QTOF, HIGH
sciex | unknown | lc | qtof | unknown | high | AB SCIEX instrument, LC-UNKNOWN-QTOF, HIGH
sciex | unknown | lc | qtof | unknown | high | AB SCIEX instrument, LC-UNKNOWN-QTOF, HIGH
sciex | unknown | lc | qqq | esi | unknown | AB SCIEX instrument, LC-ESI-QQQ, UNKNOWN
sciex | unknown | lc | qit | esi | unknown | AB SCIEX instrument, LC-ESI-QIT, UNKNOWN
sciex | unknown | lc | qqq | esi | unknown | AB SCIEX instrument, LC-ESI-QQQ, UNKNOWN
sciex | unknown | lc | qtof | esi | unknown | AB SCIEX instrument, LC-ESI-QTOF, UNKNOWN
sciex | unknown | lc | qqq | esi | unknown | AB SCIEX instrument, LC-ESI-QQQ, UNKNOWN
sciex | unknown | lc | qqq | esi | unknown | AB SCIEX instrument, LC-ESI-QQQ, UNKNOWN
sciex | unknown | lc | qtof | esi | unknown | AB SCIEX instrument, LC-ESI-QTOF, UNKNOWN
sciex | unknown | lc | tof | esi | unknown | AB SCIEX instrument, LC-ESI-TOF, UNKNOWN
sciex | unknown | unknown | unknown | unknown | high | AB SCIEX instrument, UNKNOWN, HIGH
sciex | unknown | unknown | unknown | unknown | high | AB SCIEX instrument, UNKNOWN, HIGH
sciex | unknown | lc | qqq | esi | unknown | AB SCIEX instrument, LC-ESI-QQQ, UNKNOWN
sciex | unknown | lc | tof | esi | unknown | AB SCIEX instrument, LC-ESI-TOF, UNKNOWN
sciex | unknown | lc | qqq | esi | unknown | AB SCIEX instrument, LC-ESI-QQQ, UNKNOWN
sciex | unknown | lc | qqq | appi | unknown | AB SCIEX instrument, LC-APPI-QQQ, UNKNOWN
sciex | unknown | lc | qqq | esi | unknown | AB SCIEX instrument, LC-ESI-QQQ, UNKNOWN
sciex | unknown | lc | qqq | esi | unknown | AB SCIEX instrument, LC-ESI-QQQ, UNKNOWN
sciex | unknown | lc | qqq | esi | unknown | AB SCIEX instrument, LC-ESI-QQQ, UNKNOWN
sciex | unknown | lc | qtof | esi | unknown | AB SCIEX instrument, LC-ESI-QTOF, UNKNOWN
sciex | unknown | lc | qtof | esi | unknown | AB SCIEX instrument, LC-ESI-QTOF, UNKNOWN
sciex | unknown | lc | qit | esi | unknown | AB SCIEX instrument, LC-ESI-QIT, UNKNOWN
sciex | unknown | lc | qtof | esi | unknown | AB SCIEX instrument, LC-ESI-QTOF, UNKNOWN
sciex | unknown | lc | qtof | esi | unknown | AB SCIEX instrument, LC-ESI-QTOF, UNKNOWN
sciex | unknown | lc | qtof | esi | unknown | AB SCIEX instrument, LC-ESI-QTOF, UNKNOWN
sciex | unknown | lc | qtof | apci | unknown | AB SCIEX instrument, LC-APCI-QTOF, UNKNOWN
sciex | unknown | lc | qqq | esi | high | AB SCIEX instrument, LC-ESI-QQQ, HIGH
sciex | unknown | lc | qqq | esi | low | AB SCIEX instrument, LC-ESI-QQQ, LOW
sciex | unknown | lc | qtof | esi | low | AB SCIEX instrument, LC-ESI-QTOF, LOW
sciex | unknown | lc | qtof | esi | low | AB SCIEX instrument, LC-ESI-QTOF, LOW
sciex | unknown | lc | qit | esi | low | AB SCIEX instrument, LC-ESI-QIT, LOW
sciex | unknown | lc | qtof | esi | high | AB SCIEX instrument, LC-ESI-QTOF, HIGH
sciex | unknown | lc | qtof | esi | high | AB SCIEX instrument, LC-ESI-QTOF, HIGH
sciex | unknown | lc | qtof | esi | high | AB SCIEX instrument, LC-ESI-QTOF, HIGH
sciex | unknown | unknown | unknown | unknown | low | AB SCIEX instrument, UNKNOWN, LOW
sciex | unknown | unknown | unknown | unknown | high | AB SCIEX instrument, UNKNOWN, HIGH
sciex | unknown | unknown | unknown | unknown | high | AB SCIEX instrument, UNKNOWN, HIGH
sciex | unknown | unknown | unknown | unknown | high | AB SCIEX instrument, UNKNOWN, HIGH
sciex | unknown | unknown | unknown | unknown | high | AB SCIEX instrument, UNKNOWN, HIGH
sciex | unknown | unknown | unknown | unknown | high | AB SCIEX instrument, UNKNOWN, HIGH
sciex | unknown | unknown | unknown | unknown | high | AB SCIEX instrument, UNKNOWN, HIGH
sciex | unknown | unknown | unknown | unknown | high | AB SCIEX instrument, UNKNOWN, HIGH
unknown | unknown | lc | qqq | esi | high | UNKNOWN, LC-ESI-QQQ, HIGH
unknown | unknown | lc | tof | esi | high | UNKNOWN, LC-ESI-TOF, HIGH
unknown | unknown | lc | qqq | esi | low | UNKNOWN, LC-ESI-QQQ, LOW
unknown | unknown | lc | qqq | appi | low | UNKNOWN, LC-APPI-QQQ, LOW
unknown | unknown | lc | qqq | esi | high | UNKNOWN, LC-ESI-QQQ, HIGH
unknown | unknown | lc | qqq | esi | high | UNKNOWN, LC-ESI-QQQ, HIGH
unknown | unknown | lc | qqq | esi | low | UNKNOWN, LC-ESI-QQQ, LOW
unknown | unknown | lc | qtof | esi | low | UNKNOWN, LC-ESI-QTOF, LOW
unknown | unknown | lc | qtof | esi | low | UNKNOWN, LC-ESI-QTOF, LOW
unknown | unknown | lc | qit | esi | low | UNKNOWN, LC-ESI-QIT, LOW
unknown | unknown | lc | qtof | esi | high | UNKNOWN, LC-ESI-QTOF, HIGH
unknown | unknown | lc | qtof | esi | high | UNKNOWN, LC-ESI-QTOF, HIGH
unknown | unknown | lc | qtof | esi | high | UNKNOWN, LC-ESI-QTOF, HIGH
sciex | unknown | lc | qqq | esi | low | AB SCIEX instrument, LC-ESI-QQQ, LOW
sciex | unknown | lc | qqq | appi | low | AB SCIEX instrument, LC-APPI-QQQ, LOW
sciex | unknown | lc | qqq | esi | high | AB SCIEX instrument, LC-ESI-QQQ, HIGH
sciex | unknown | lc | unknown | unknown | unknown | AB SCIEX instrument, LC-UNKNOWN-UNKNOWN, UNKNOWN
sciex | unknown | lc | unknown | unknown | unknown | AB SCIEX instrument, LC-UNKNOWN-UNKNOWN, UNKNOWN
sciex | unknown | lc | unknown | unknown | unknown | AB SCIEX instrument, LC-UNKNOWN-UNKNOWN, UNKNOWN
sciex | unknown | lc | unknown | unknown | unknown | AB SCIEX instrument, LC-UNKNOWN-UNKNOWN, UNKNOWN
sciex | unknown | lc | unknown | unknown | unknown | AB SCIEX instrument, LC-UNKNOWN-UNKNOWN, UNKNOWN
sciex | unknown | lc | unknown | unknown | unknown | AB SCIEX instrument, LC-UNKNOWN-UNKNOWN, UNKNOWN
sciex | unknown | lc | unknown | unknown | unknown | AB SCIEX instrument, LC-UNKNOWN-UNKNOWN, UNKNOWN
sciex | unknown | lc | unknown | unknown | unknown | AB SCIEX instrument, LC-UNKNOWN-UNKNOWN, UNKNOWN
sciex | unknown | lc | unknown | unknown | unknown | AB SCIEX instrument, LC-UNKNOWN-UNKNOWN, UNKNOWN
sciex | unknown | lc | unknown | unknown | unknown | AB SCIEX instrument, LC-UNKNOWN-UNKNOWN, UNKNOWN
unknown | unknown | unknown | qqq | unknown | unknown | UNKNOWN, UNKNOWN-UNKNOWN-QQQ, UNKNOWN
sciex | unknown | lc | qtof | esi | high | AB SCIEX instrument, LC-ESI-QTOF, HIGH
sciex | unknown | lc | tof | esi | high | AB SCIEX instrument, LC-ESI-TOF, HIGH
sciex | unknown | lc | qqq | esi | high | AB SCIEX instrument, LC-ESI-QQQ, HIGH
sciex | unknown | lc | tof | esi | high | AB SCIEX instrument, LC-ESI-TOF, HIGH
sciex | unknown | lc | unknown | unknown | unknown | AB SCIEX instrument, LC-UNKNOWN-UNKNOWN, UNKNOWN
unknown | unknown | unknown | qit | unknown | unknown | UNKNOWN, UNKNOWN-UNKNOWN-QIT, UNKNOWN
unknown | unknown | unknown | qtof | unknown | unknown | UNKNOWN, UNKNOWN-UNKNOWN-QTOF, UNKNOWN
unknown | unknown | unknown | qtof | unknown | unknown | UNKNOWN, UNKNOWN-UNKNOWN-QTOF, UNKNOWN
unknown | unknown | unknown | qtof | unknown | unknown | UNKNOWN, UNKNOWN-UNKNOWN-QTOF, UNKNOWN
unknown | unknown | unknown | qtof | unknown | unknown | UNKNOWN, UNKNOWN-UNKNOWN-QTOF, UNKNOWN
unknown | unknown | lc | qtof | unknown | unknown | UNKNOWN, LC-UNKNOWN-QTOF, UNKNOWN
unknown | unknown | lc | qit | unknown | unknown | UNKNOWN, LC-UNKNOWN-QIT, UNKNOWN
unknown | unknown | lc | qtof | unknown | unknown | UNKNOWN, LC-UNKNOWN-QTOF, UNKNOWN
unknown | unknown | lc | qtof | unknown | unknown | UNKNOWN, LC-UNKNOWN-QTOF, UNKNOWN
unknown | unknown | lc | qtof | unknown | unknown | UNKNOWN, LC-UNKNOWN-QTOF, UNKNOWN
unknown | unknown | lc | qtof | unknown | unknown | UNKNOWN, LC-UNKNOWN-QTOF, UNKNOWN
unknown | unknown | lc | qtof | apci | high | UNKNOWN, LC-APCI-QTOF, HIGH
sciex | unknown | lc | unknown | unknown | unknown | AB SCIEX instrument, LC-UNKNOWN-UNKNOWN, UNKNOWN
sciex | unknown | lc | unknown | unknown | unknown | AB SCIEX instrument, LC-UNKNOWN-UNKNOWN, UNKNOWN
sciex | unknown | lc | unknown | unknown | unknown | AB SCIEX instrument, LC-UNKNOWN-UNKNOWN, UNKNOWN
sciex | unknown | lc | unknown | unknown | unknown | AB SCIEX instrument, LC-UNKNOWN-UNKNOWN, UNKNOWN
unknown | unknown | lc | qqq | unknown | unknown | UNKNOWN, LC-UNKNOWN-QQQ, UNKNOWN
unknown | unknown | lc | qtof | unknown | unknown | UNKNOWN, LC-UNKNOWN-QTOF, UNKNOWN
unknown | unknown | lc | qqq | unknown | unknown | UNKNOWN, LC-UNKNOWN-QQQ, UNKNOWN
unknown | unknown | lc | qqq | unknown | unknown | UNKNOWN, LC-UNKNOWN-QQQ, UNKNOWN
unknown | unknown | lc | qtof | unknown | unknown | UNKNOWN, LC-UNKNOWN-QTOF, UNKNOWN
unknown | unknown | lc | tof | unknown | unknown | UNKNOWN, LC-UNKNOWN-TOF, UNKNOWN
unknown | unknown | lc | qqq | unknown | unknown | UNKNOWN, LC-UNKNOWN-QQQ, UNKNOWN
unknown | unknown | lc | tof | unknown | unknown | UNKNOWN, LC-UNKNOWN-TOF, UNKNOWN
unknown | unknown | lc | qqq | unknown | unknown | UNKNOWN, LC-UNKNOWN-QQQ, UNKNOWN
unknown | unknown | lc | qqq | unknown | unknown | UNKNOWN, LC-UNKNOWN-QQQ, UNKNOWN
unknown | unknown | lc | qqq | unknown | unknown | UNKNOWN, LC-UNKNOWN-QQQ, UNKNOWN
unknown | unknown | lc | qqq | unknown | unknown | UNKNOWN, LC-UNKNOWN-QQQ, UNKNOWN
unknown | unknown | lc | qqq | unknown | unknown | UNKNOWN, LC-UNKNOWN-QQQ, UNKNOWN
unknown | unknown | lc | qtof | unknown | unknown | UNKNOWN, LC-UNKNOWN-QTOF, UNKNOWN
unknown | unknown | unknown | qtof | unknown | unknown | UNKNOWN, UNKNOWN-UNKNOWN-QTOF, UNKNOWN
unknown | unknown | unknown | qtof | unknown | unknown | UNKNOWN, UNKNOWN-UNKNOWN-QTOF, UNKNOWN
unknown | unknown | lc | unknown | esi | unknown | UNKNOWN, LC-ESI-UNKNOWN, UNKNOWN
unknown | unknown | lc | unknown | esi | unknown | UNKNOWN, LC-ESI-UNKNOWN, UNKNOWN
unknown | unknown | lc | unknown | esi | unknown | UNKNOWN, LC-ESI-UNKNOWN, UNKNOWN
unknown | unknown | lc | unknown | appi | unknown | UNKNOWN, LC-APPI-UNKNOWN, UNKNOWN
unknown | unknown | lc | unknown | esi | unknown | UNKNOWN, LC-ESI-UNKNOWN, UNKNOWN
unknown | unknown | lc | unknown | esi | unknown | UNKNOWN, LC-ESI-UNKNOWN, UNKNOWN
unknown | unknown | lc | unknown | esi | unknown | UNKNOWN, LC-ESI-UNKNOWN, UNKNOWN
unknown | unknown | lc | unknown | esi | unknown | UNKNOWN, LC-ESI-UNKNOWN, UNKNOWN
unknown | unknown | lc | unknown | esi | unknown | UNKNOWN, LC-ESI-UNKNOWN, UNKNOWN
unknown | unknown | lc | unknown | esi | unknown | UNKNOWN, LC-ESI-UNKNOWN, UNKNOWN
unknown | unknown | lc | unknown | esi | unknown | UNKNOWN, LC-ESI-UNKNOWN, UNKNOWN
unknown | unknown | lc | unknown | esi | unknown | UNKNOWN, LC-ESI-UNKNOWN, UNKNOWN
unknown | unknown | lc | unknown | esi | unknown | UNKNOWN, LC-ESI-UNKNOWN, UNKNOWN
unknown | unknown | lc | unknown | apci | unknown | UNKNOWN, LC-APCI-UNKNOWN, UNKNOWN
unknown | unknown | lc | qqq | unknown | unknown | UNKNOWN, LC-UNKNOWN-QQQ, UNKNOWN
unknown | unknown | lc | qit | unknown | unknown | UNKNOWN, LC-UNKNOWN-QIT, UNKNOWN
unknown | unknown | lc | unknown | unknown | low | UNKNOWN, LC-UNKNOWN-UNKNOWN, LOW
unknown | unknown | lc | unknown | unknown | low | UNKNOWN, LC-UNKNOWN-UNKNOWN, LOW
unknown | unknown | lc | unknown | unknown | low | UNKNOWN, LC-UNKNOWN-UNKNOWN, LOW
unknown | unknown | lc | unknown | unknown | low | UNKNOWN, LC-UNKNOWN-UNKNOWN, LOW
unknown | unknown | lc | unknown | unknown | high | UNKNOWN, LC-UNKNOWN-UNKNOWN, HIGH
unknown | unknown | lc | unknown | unknown | high | UNKNOWN, LC-UNKNOWN-UNKNOWN, HIGH
unknown | unknown | lc | unknown | unknown | high | UNKNOWN, LC-UNKNOWN-UNKNOWN, HIGH
unknown | unknown | lc | unknown | unknown | high | UNKNOWN, LC-UNKNOWN-UNKNOWN, HIGH
unknown | unknown | lc | unknown | esi | unknown | UNKNOWN, LC-ESI-UNKNOWN, UNKNOWN
unknown | unknown | lc | unknown | esi | unknown | UNKNOWN, LC-ESI-UNKNOWN, UNKNOWN
unknown | unknown | lc | unknown | esi | unknown | UNKNOWN, LC-ESI-UNKNOWN, UNKNOWN
unknown | unknown | lc | unknown | esi | unknown | UNKNOWN, LC-ESI-UNKNOWN, UNKNOWN
unknown | unknown | lc | unknown | esi | unknown | UNKNOWN, LC-ESI-UNKNOWN, UNKNOWN
unknown | unknown | lc | unknown | esi | unknown | UNKNOWN, LC-ESI-UNKNOWN, UNKNOWN
unknown | unknown | lc | unknown | esi | unknown | UNKNOWN, LC-ESI-UNKNOWN, UNKNOWN
unknown | unknown | lc | unknown | esi | unknown | UNKNOWN, LC-ESI-UNKNOWN, UNKNOWN
unknown | unknown | unknown | qqq | esi | high | UNKNOWN, LC-ESI-QQQ, HIGH
unknown | unknown | unknown | tof | esi | high | UNKNOWN, LC-ESI-TOF, HIGH
unknown | unknown | unknown | qqq | esi | low | UNKNOWN, LC-ESI-QQQ, LOW
unknown | unknown | unknown | qqq | appi | low | UNKNOWN, LC-APPI-QQQ, LOW
unknown | unknown | unknown | qqq | esi | high | UNKNOWN, LC-ESI-QQQ, HIGH
unknown | unknown | unknown | qqq | esi | high | UNKNOWN, LC-ESI-QQQ, HIGH
unknown | unknown | lc | unknown | unknown | high | UNKNOWN, LC-UNKNOWN-UNKNOWN, HIGH
unknown | unknown | lc | unknown | unknown | high | UNKNOWN, LC-UNKNOWN-UNKNOWN, HIGH
unknown | unknown | lc | unknown | unknown | high | UNKNOWN, LC-UNKNOWN-UNKNOWN, HIGH
unknown | unknown | lc | unknown | unknown | high | UNKNOWN, LC-UNKNOWN-UNKNOWN, HIGH
unknown | unknown | lc | unknown | unknown | high | UNKNOWN, LC-UNKNOWN-UNKNOWN, HIGH
unknown | unknown | lc | unknown | unknown | high | UNKNOWN, LC-UNKNOWN-UNKNOWN, HIGH
unknown | unknown | lc | unknown | unknown | low | UNKNOWN, LC-UNKNOWN-UNKNOWN, LOW
unknown | unknown | lc | unknown | unknown | low | UNKNOWN, LC-UNKNOWN-UNKNOWN, LOW
unknown | unknown | lc | unknown | unknown | high | UNKNOWN, LC-UNKNOWN-UNKNOWN, HIGH
unknown | unknown | lc | unknown | unknown | high | UNKNOWN, LC-UNKNOWN-UNKNOWN, HIGH
unknown | unknown | lc | unknown | esi | low | UNKNOWN, LC-ESI-UNKNOWN, LOW
unknown | unknown | lc | unknown | esi | high | UNKNOWN, LC-ESI-UNKNOWN, HIGH
unknown | unknown | lc | unknown | esi | high | UNKNOWN, LC-ESI-UNKNOWN, HIGH
unknown | unknown | lc | unknown | esi | high | UNKNOWN, LC-ESI-UNKNOWN, HIGH
unknown | unknown | lc | unknown | esi | high | UNKNOWN, LC-ESI-UNKNOWN, HIGH
unknown | unknown | lc | unknown | esi | high | UNKNOWN, LC-ESI-UNKNOWN, HIGH
unknown | unknown | lc | unknown | esi | high | UNKNOWN, LC-ESI-UNKNOWN, HIGH
unknown | unknown | lc | unknown | esi | high | UNKNOWN, LC-ESI-UNKNOWN, HIGH
unknown | unknown | unknown | qqq | esi | low | UNKNOWN, LC-ESI-QQQ, LOW
unknown | unknown | unknown | qit | esi | high | UNKNOWN, LC-ESI-QIT, HIGH
unknown | unknown | unknown | qqq | esi | high | UNKNOWN, LC-ESI-QQQ, HIGH
unknown | unknown | unknown | qtof | esi | high | UNKNOWN, LC-ESI-QTOF, HIGH
unknown | unknown | unknown | qqq | esi | high | UNKNOWN, LC-ESI-QQQ, HIGH
unknown | unknown | unknown | qqq | esi | high | UNKNOWN, LC-ESI-QQQ, HIGH
unknown | unknown | unknown | qtof | esi | high | UNKNOWN, LC-ESI-QTOF, HIGH
unknown | unknown | unknown | tof | esi | high | UNKNOWN, LC-ESI-TOF, HIGH
unknown | unknown | lc | unknown | esi | low | UNKNOWN, LC-ESI-UNKNOWN, LOW
unknown | unknown | lc | unknown | esi | low | UNKNOWN, LC-ESI-UNKNOWN, LOW
unknown | unknown | lc | unknown | esi | high | UNKNOWN, LC-ESI-UNKNOWN, HIGH
unknown | unknown | lc | unknown | esi | high | UNKNOWN, LC-ESI-UNKNOWN, HIGH
unknown | unknown | lc | unknown | esi | high | UNKNOWN, LC-ESI-UNKNOWN, HIGH
unknown | unknown | lc | unknown | apci | high | UNKNOWN, LC-APCI-UNKNOWN, HIGH
unknown | unknown | lc | qqq | unknown | low | UNKNOWN, LC-UNKNOWN-QQQ, LOW
unknown | unknown | lc | qit | unknown | high | UNKNOWN, LC-UNKNOWN-QIT, HIGH
unknown | unknown | unknown | qqq | esi | low | UNKNOWN, LC-ESI-QQQ, LOW
unknown | unknown | unknown | qtof | esi | low | UNKNOWN, LC-ESI-QTOF, LOW
unknown | unknown | unknown | qtof | esi | low | UNKNOWN, LC-ESI-QTOF, LOW
unknown | unknown | unknown | qit | esi | low | UNKNOWN, LC-ESI-QIT, LOW
unknown | unknown | unknown | qtof | esi | high | UNKNOWN, LC-ESI-QTOF, HIGH
unknown | unknown | unknown | qtof | esi | high | UNKNOWN, LC-ESI-QTOF, HIGH
unknown | unknown | unknown | qtof | esi | high | UNKNOWN, LC-ESI-QTOF, HIGH
unknown | unknown | unknown | qtof | apci | high | UNKNOWN, LC-APCI-QTOF, HIGH
unknown | unknown | lc | qqq | unknown | low | UNKNOWN, LC-UNKNOWN-QQQ, LOW
unknown | unknown | lc | qqq | unknown | low | UNKNOWN, LC-UNKNOWN-QQQ, LOW
unknown | unknown | lc | qqq | unknown | high | UNKNOWN, LC-UNKNOWN-QQQ, HIGH
unknown | unknown | lc | qqq | unknown | high | UNKNOWN, LC-UNKNOWN-QQQ, HIGH
unknown | unknown | lc | qqq | unknown | low | UNKNOWN, LC-UNKNOWN-QQQ, LOW
unknown | unknown | lc | qtof | unknown | low | UNKNOWN, LC-UNKNOWN-QTOF, LOW
unknown | unknown | lc | qtof | unknown | low | UNKNOWN, LC-UNKNOWN-QTOF, LOW
unknown | unknown | lc | qit | unknown | low | UNKNOWN, LC-UNKNOWN-QIT, LOW
unknown | unknown | lc | unknown | esi | high | UNKNOWN, LC-ESI-UNKNOWN, HIGH
unknown | unknown | lc | unknown | esi | high | UNKNOWN, LC-ESI-UNKNOWN, HIGH
unknown | unknown | lc | unknown | esi | low | UNKNOWN, LC-ESI-UNKNOWN, LOW
unknown | unknown | lc | unknown | appi | low | UNKNOWN, LC-APPI-UNKNOWN, LOW
unknown | unknown | lc | unknown | esi | high | UNKNOWN, LC-ESI-UNKNOWN, HIGH
unknown | unknown | lc | unknown | esi | high | UNKNOWN, LC-ESI-UNKNOWN, HIGH
unknown | unknown | lc | unknown | esi | low | UNKNOWN, LC-ESI-UNKNOWN, LOW
unknown | unknown | lc | unknown | esi | low | UNKNOWN, LC-ESI-UNKNOWN, LOW
unknown | unknown | lc | qqq | esi | unknown | UNKNOWN, LC-ESI-QQQ, UNKNOWN
unknown | unknown | lc | qqq | esi | unknown | UNKNOWN, LC-ESI-QQQ, UNKNOWN
unknown | unknown | lc | qtof | esi | unknown | UNKNOWN, LC-ESI-QTOF, UNKNOWN
unknown | unknown | lc | tof | esi | unknown | UNKNOWN, LC-ESI-TOF, UNKNOWN
unknown | unknown | lc | qqq | esi | unknown | UNKNOWN, LC-ESI-QQQ, UNKNOWN
unknown | unknown | lc | tof | esi | unknown | UNKNOWN, LC-ESI-TOF, UNKNOWN
unknown | unknown | lc | qqq | esi | unknown | UNKNOWN, LC-ESI-QQQ, UNKNOWN
unknown | unknown | lc | qqq | appi | unknown | UNKNOWN, LC-APPI-QQQ, UNKNOWN
unknown | unknown | lc | qqq | unknown | high | UNKNOWN, LC-UNKNOWN-QQQ, HIGH
unknown | unknown | lc | qtof | unknown | high | UNKNOWN, LC-UNKNOWN-QTOF, HIGH
unknown | unknown | lc | qqq | unknown | high | UNKNOWN, LC-UNKNOWN-QQQ, HIGH
unknown | unknown | lc | qqq | unknown | high | UNKNOWN, LC-UNKNOWN-QQQ, HIGH
unknown | unknown | lc | qtof | unknown | high | UNKNOWN, LC-UNKNOWN-QTOF, HIGH
unknown | unknown | lc | tof | unknown | high | UNKNOWN, LC-UNKNOWN-TOF, HIGH
unknown | unknown | lc | qqq | unknown | high | UNKNOWN, LC-UNKNOWN-QQQ, HIGH
unknown | unknown | lc | tof | unknown | high | UNKNOWN, LC-UNKNOWN-TOF, HIGH
unknown | unknown | lc | qtof | unknown | high | UNKNOWN, LC-UNKNOWN-QTOF, HIGH
unknown | unknown | lc | qqq | esi | low | UNKNOWN, LC-ESI-QQQ, LOW
unknown | unknown | lc | qit | esi | high | UNKNOWN, LC-ESI-QIT, HIGH
unknown | unknown | lc | qqq | esi | high | UNKNOWN, LC-ESI-QQQ, HIGH
unknown | unknown | lc | qtof | esi | high | UNKNOWN, LC-ESI-QTOF, HIGH
unknown | unknown | lc | qqq | esi | high | UNKNOWN, LC-ESI-QQQ, HIGH
unknown | unknown | lc | qqq | esi | high | UNKNOWN, LC-ESI-QQQ, HIGH
unknown | unknown | lc | qtof | esi | high | UNKNOWN, LC-ESI-QTOF, HIGH
unknown | unknown | lc | tof | esi | high | UNKNOWN, LC-ESI-TOF, HIGH
unknown | unknown | unknown | unknown | esi | unknown | UNKNOWN, LC-ESI-UNKNOWN, UNKNOWN
unknown | unknown | lc | qtof | unknown | high | UNKNOWN, LC-UNKNOWN-QTOF, HIGH
unknown | unknown | lc | qtof | unknown | high | UNKNOWN, LC-UNKNOWN-QTOF, HIGH
unknown | unknown | lc | qqq | esi | unknown | UNKNOWN, LC-ESI-QQQ, UNKNOWN
unknown | unknown | lc | qit | esi | unknown | UNKNOWN, LC-ESI-QIT, UNKNOWN
unknown | unknown | lc | qqq | esi | unknown | UNKNOWN, LC-ESI-QQQ, UNKNOWN
unknown | unknown | lc | qtof | esi | unknown | UNKNOWN, LC-ESI-QTOF, UNKNOWN
unknown | unknown | lc | unknown | unknown | unknown | UNKNOWN, LC-UNKNOWN-UNKNOWN, UNKNOWN
unknown | unknown | lc | unknown | unknown | unknown | UNKNOWN, LC-UNKNOWN-UNKNOWN, UNKNOWN
unknown | unknown | lc | unknown | unknown | unknown | UNKNOWN, LC-UNKNOWN-UNKNOWN, UNKNOWN
unknown | unknown | lc | unknown | unknown | unknown | UNKNOWN, LC-UNKNOWN-UNKNOWN, UNKNOWN
unknown | unknown | lc | unknown | unknown | high | UNKNOWN, LC-UNKNOWN-UNKNOWN, HIGH
unknown | unknown | lc | qqq | esi | unknown | UNKNOWN, LC-ESI-QQQ, UNKNOWN
unknown | unknown | lc | qqq | esi | unknown | UNKNOWN, LC-ESI-QQQ, UNKNOWN
unknown | unknown | lc | qqq | esi | unknown | UNKNOWN, LC-ESI-QQQ, UNKNOWN
unknown | unknown | lc | qtof | esi | unknown | UNKNOWN, LC-ESI-QTOF, UNKNOWN
unknown | unknown | lc | qtof | esi | unknown | UNKNOWN, LC-ESI-QTOF, UNKNOWN
unknown | unknown | lc | qit | esi | unknown | UNKNOWN, LC-ESI-QIT, UNKNOWN
unknown | unknown | lc | qtof | esi | unknown | UNKNOWN, LC-ESI-QTOF, UNKNOWN
unknown | unknown | lc | qtof | esi | unknown | UNKNOWN, LC-ESI-QTOF, UNKNOWN
unknown | unknown | lc | qtof | esi | unknown | UNKNOWN, LC-ESI-QTOF, UNKNOWN
unknown | unknown | lc | qtof | apci | unknown | UNKNOWN, LC-APCI-QTOF, UNKNOWN
unknown | unknown | lc | qtof | unknown | high | UNKNOWN, LC-UNKNOWN-QTOF, HIGH
unknown | unknown | unknown | qtof | apci | unknown | UNKNOWN, LC-APCI-QTOF, UNKNOWN
unknown | unknown | lc | unknown | unknown | low | UNKNOWN, LC-UNKNOWN-UNKNOWN, LOW
unknown | unknown | lc | unknown | unknown | high | UNKNOWN, LC-UNKNOWN-UNKNOWN, HIGH
unknown | unknown | lc | unknown | unknown | high | UNKNOWN, LC-UNKNOWN-UNKNOWN, HIGH
sciex | unknown | lc | qtof | apci | high | AB SCIEX instrument, LC-APCI-QTOF, HIGH
unknown | unknown | lc | unknown | unknown | unknown | UNKNOWN, LC-UNKNOWN-UNKNOWN, UNKNOWN
unknown | unknown | lc | unknown | unknown | unknown | UNKNOWN, LC-UNKNOWN-UNKNOWN, UNKNOWN
unknown | unknown | lc | unknown | unknown | unknown | UNKNOWN, LC-UNKNOWN-UNKNOWN, UNKNOWN
unknown | unknown | lc | unknown | unknown | unknown | UNKNOWN, LC-UNKNOWN-UNKNOWN, UNKNOWN
unknown | unknown | lc | unknown | unknown | unknown | UNKNOWN, LC-UNKNOWN-UNKNOWN, UNKNOWN
unknown | unknown | lc | unknown | unknown | unknown | UNKNOWN, LC-UNKNOWN-UNKNOWN, UNKNOWN
unknown | unknown | lc | unknown | unknown | unknown | UNKNOWN, LC-UNKNOWN-UNKNOWN, UNKNOWN
unknown | unknown | lc | unknown | unknown | unknown | UNKNOWN, LC-UNKNOWN-UNKNOWN, UNKNOWN
unknown | unknown | lc | unknown | unknown | unknown | UNKNOWN, LC-UNKNOWN-UNKNOWN, UNKNOWN
unknown | unknown | lc | unknown | unknown | unknown | UNKNOWN, LC-UNKNOWN-UNKNOWN, UNKNOWN
unknown | unknown | lc | unknown | unknown | unknown | UNKNOWN, LC-UNKNOWN-UNKNOWN, UNKNOWN
unknown | unknown | unknown | qqq | esi | unknown | UNKNOWN, LC-ESI-QQQ, UNKNOWN
unknown | unknown | unknown | qtof | esi | unknown | UNKNOWN, LC-ESI-QTOF, UNKNOWN
unknown | unknown | unknown | tof | esi | unknown | UNKNOWN, LC-ESI-TOF, UNKNOWN
unknown | unknown | unknown | qqq | esi | unknown | UNKNOWN, LC-ESI-QQQ, UNKNOWN
unknown | unknown | unknown | tof | esi | unknown | UNKNOWN, LC-ESI-TOF, UNKNOWN
unknown | unknown | unknown | qqq | esi | unknown | UNKNOWN, LC-ESI-QQQ, UNKNOWN
unknown | unknown | unknown | qqq | appi | unknown | UNKNOWN, LC-APPI-QQQ, UNKNOWN
unknown | unknown | unknown | qqq | esi | unknown | UNKNOWN, LC-ESI-QQQ, UNKNOWN
unknown | unknown | unknown | qqq | esi | unknown | UNKNOWN, LC-ESI-QQQ, UNKNOWN
unknown | unknown | unknown | qqq | esi | unknown | UNKNOWN, LC-ESI-QQQ, UNKNOWN
unknown | unknown | unknown | qtof | esi | unknown | UNKNOWN, LC-ESI-QTOF, UNKNOWN
unknown | unknown | unknown | qtof | esi | unknown | UNKNOWN, LC-ESI-QTOF, UNKNOWN
unknown | unknown | unknown | qit | esi | unknown | UNKNOWN, LC-ESI-QIT, UNKNOWN
unknown | unknown | unknown | qtof | esi | unknown | UNKNOWN, LC-ESI-QTOF, UNKNOWN
unknown | unknown | unknown | qtof | esi | unknown | UNKNOWN, LC-ESI-QTOF, UNKNOWN
unknown | unknown | unknown | qtof | esi | unknown | UNKNOWN, LC-ESI-QTOF, UNKNOWN
unknown | unknown | unknown | qqq | unknown | low | UNKNOWN, UNKNOWN-UNKNOWN-QQQ, LOW
unknown | unknown | unknown | qqq | unknown | high | UNKNOWN, UNKNOWN-UNKNOWN-QQQ, HIGH
unknown | unknown | unknown | qqq | unknown | high | UNKNOWN, UNKNOWN-UNKNOWN-QQQ, HIGH
unknown | unknown | unknown | qqq | unknown | low | UNKNOWN, UNKNOWN-UNKNOWN-QQQ, LOW
unknown | unknown | unknown | qtof | unknown | low | UNKNOWN, UNKNOWN-UNKNOWN-QTOF, LOW
unknown | unknown | unknown | qtof | unknown | low | UNKNOWN, UNKNOWN-UNKNOWN-QTOF, LOW
unknown | unknown | unknown | qit | unknown | low | UNKNOWN, UNKNOWN-UNKNOWN-QIT, LOW
unknown | unknown | unknown | qtof | unknown | high | UNKNOWN, UNKNOWN-UNKNOWN-QTOF, HIGH
unknown | unknown | unknown | qtof | unknown | high | UNKNOWN, UNKNOWN-UNKNOWN-QTOF, HIGH
unknown | unknown | unknown | qtof | unknown | high | UNKNOWN, UNKNOWN-UNKNOWN-QTOF, HIGH
unknown | unknown | unknown | qtof | unknown | high | UNKNOWN, UNKNOWN-UNKNOWN-QTOF, HIGH
unknown | unknown | unknown | qqq | esi | unknown | UNKNOWN, LC-ESI-QQQ, UNKNOWN
unknown | unknown | unknown | qit | esi | unknown | UNKNOWN, LC-ESI-QIT, UNKNOWN
unknown | unknown | unknown | qqq | esi | unknown | UNKNOWN, LC-ESI-QQQ, UNKNOWN
unknown | unknown | unknown | qtof | esi | unknown | UNKNOWN, LC-ESI-QTOF, UNKNOWN
unknown | unknown | unknown | qqq | esi | unknown | UNKNOWN, LC-ESI-QQQ, UNKNOWN
unknown | unknown | unknown | unknown | esi | low | UNKNOWN, LC-ESI-UNKNOWN, LOW
unknown | unknown | unknown | unknown | esi | high | UNKNOWN, LC-ESI-UNKNOWN, HIGH
unknown | unknown | unknown | unknown | esi | high | UNKNOWN, LC-ESI-UNKNOWN, HIGH
unknown | unknown | unknown | unknown | esi | high | UNKNOWN, LC-ESI-UNKNOWN, HIGH
unknown | unknown | unknown | unknown | apci | high | UNKNOWN, LC-APCI-UNKNOWN, HIGH
unknown | unknown | unknown | qqq | unknown | low | UNKNOWN, UNKNOWN-UNKNOWN-QQQ, LOW
unknown | unknown | unknown | qit | unknown | high | UNKNOWN, UNKNOWN-UNKNOWN-QIT, HIGH
unknown | unknown | unknown | qqq | unknown | high | UNKNOWN, UNKNOWN-UNKNOWN-QQQ, HIGH
unknown | unknown | unknown | qtof | unknown | high | UNKNOWN, UNKNOWN-UNKNOWN-QTOF, HIGH
unknown | unknown | unknown | qqq | unknown | high | UNKNOWN, UNKNOWN-UNKNOWN-QQQ, HIGH
unknown | unknown | unknown | qqq | unknown | high | UNKNOWN, UNKNOWN-UNKNOWN-QQQ, HIGH
unknown | unknown | unknown | qtof | unknown | high | UNKNOWN, UNKNOWN-UNKNOWN-QTOF, HIGH
unknown | unknown | unknown | tof | unknown | high | UNKNOWN, UNKNOWN-UNKNOWN-TOF, HIGH
unknown | unknown | unknown | qqq | unknown | high | UNKNOWN, UNKNOWN-UNKNOWN-QQQ, HIGH
unknown | unknown | unknown | tof | unknown | high | UNKNOWN, UNKNOWN-UNKNOWN-TOF, HIGH
unknown | unknown | unknown | qqq | unknown | low | UNKNOWN, UNKNOWN-UNKNOWN-QQQ, LOW
unknown | unknown | unknown | unknown | esi | low | UNKNOWN, LC-ESI-UNKNOWN, LOW
unknown | unknown | unknown | unknown | esi | unknown | UNKNOWN, LC-ESI-UNKNOWN, UNKNOWN
unknown | unknown | unknown | unknown | esi | unknown | UNKNOWN, LC-ESI-UNKNOWN, UNKNOWN
unknown | unknown | unknown | unknown | esi | unknown | UNKNOWN, LC-ESI-UNKNOWN, UNKNOWN
unknown | unknown | unknown | unknown | esi | unknown | UNKNOWN, LC-ESI-UNKNOWN, UNKNOWN
unknown | unknown | unknown | unknown | esi | unknown | UNKNOWN, LC-ESI-UNKNOWN, UNKNOWN
unknown | unknown | unknown | unknown | esi | unknown | UNKNOWN, LC-ESI-UNKNOWN, UNKNOWN
unknown | unknown | unknown | unknown | esi | unknown | UNKNOWN, LC-ESI-UNKNOWN, UNKNOWN
unknown | unknown | unknown | unknown | esi | unknown | UNKNOWN, LC-ESI-UNKNOWN, UNKNOWN
unknown | unknown | unknown | unknown | esi | unknown | UNKNOWN, LC-ESI-UNKNOWN, UNKNOWN
unknown | unknown | unknown | unknown | esi | unknown | UNKNOWN, LC-ESI-UNKNOWN, UNKNOWN
unknown | unknown | unknown | unknown | appi | unknown | UNKNOWN, LC-APPI-UNKNOWN, UNKNOWN
unknown | unknown | unknown | unknown | esi | unknown | UNKNOWN, LC-ESI-UNKNOWN, UNKNOWN
unknown | unknown | unknown | unknown | esi | unknown | UNKNOWN, LC-ESI-UNKNOWN, UNKNOWN
unknown | unknown | unknown | unknown | esi | unknown | UNKNOWN, LC-ESI-UNKNOWN, UNKNOWN
unknown | unknown | unknown | unknown | esi | low | UNKNOWN, LC-ESI-UNKNOWN, LOW
sciex | unknown | unknown | unknown | esi | high | AB SCIEX instrument, LC-ESI-UNKNOWN, HIGH
unknown | unknown | unknown | unknown | esi | low | UNKNOWN, LC-ESI-UNKNOWN, LOW
unknown | unknown | unknown | unknown | esi | high | UNKNOWN, LC-ESI-UNKNOWN, HIGH
unknown | unknown | unknown | unknown | esi | high | UNKNOWN, LC-ESI-UNKNOWN, HIGH
unknown | unknown | unknown | unknown | esi | high | UNKNOWN, LC-ESI-UNKNOWN, HIGH
unknown | unknown | unknown | unknown | esi | high | UNKNOWN, LC-ESI-UNKNOWN, HIGH
unknown | unknown | unknown | unknown | esi | high | UNKNOWN, LC-ESI-UNKNOWN, HIGH
unknown | unknown | unknown | unknown | esi | high | UNKNOWN, LC-ESI-UNKNOWN, HIGH
unknown | unknown | unknown | unknown | esi | high | UNKNOWN, LC-ESI-UNKNOWN, HIGH
unknown | unknown | unknown | unknown | esi | high | UNKNOWN, LC-ESI-UNKNOWN, HIGH
unknown | unknown | unknown | unknown | esi | high | UNKNOWN, LC-ESI-UNKNOWN, HIGH
unknown | unknown | unknown | unknown | esi | low | UNKNOWN, LC-ESI-UNKNOWN, LOW
unknown | unknown | unknown | unknown | appi | low | UNKNOWN, LC-APPI-UNKNOWN, LOW
unknown | unknown | unknown | unknown | esi | high | UNKNOWN, LC-ESI-UNKNOWN, HIGH
unknown | unknown | unknown | unknown | esi | high | UNKNOWN, LC-ESI-UNKNOWN, HIGH
unknown | unknown | unknown | unknown | esi | low | UNKNOWN, LC-ESI-UNKNOWN, LOW
sciex | unknown | unknown | unknown | esi | low | AB SCIEX instrument, LC-ESI-UNKNOWN, LOW
unknown | unknown | unknown | unknown | esi | unknown | UNKNOWN, LC-ESI-UNKNOWN, UNKNOWN
unknown | unknown | unknown | unknown | esi | unknown | UNKNOWN, LC-ESI-UNKNOWN, UNKNOWN
unknown | unknown | unknown | unknown | esi | unknown | UNKNOWN, LC-ESI-UNKNOWN, UNKNOWN
unknown | unknown | unknown | unknown | esi | unknown | UNKNOWN, LC-ESI-UNKNOWN, UNKNOWN
unknown | unknown | unknown | unknown | esi | unknown | UNKNOWN, LC-ESI-UNKNOWN, UNKNOWN
unknown | unknown | unknown | unknown | esi | unknown | UNKNOWN, LC-ESI-UNKNOWN, UNKNOWN
unknown | unknown | unknown | unknown | apci | unknown | UNKNOWN, LC-APCI-UNKNOWN, UNKNOWN
unknown | unknown | unknown | qqq | unknown | unknown | UNKNOWN, UNKNOWN-UNKNOWN-QQQ, UNKNOWN
unknown | unknown | unknown | qit | unknown | unknown | UNKNOWN, UNKNOWN-UNKNOWN-QIT, UNKNOWN
unknown | unknown | unknown | qqq | unknown | unknown | UNKNOWN, UNKNOWN-UNKNOWN-QQQ, UNKNOWN
unknown | unknown | unknown | qtof | unknown | unknown | UNKNOWN, UNKNOWN-UNKNOWN-QTOF, UNKNOWN
unknown | unknown | unknown | qqq | unknown | unknown | UNKNOWN, UNKNOWN-UNKNOWN-QQQ, UNKNOWN
unknown | unknown | unknown | qqq | unknown | unknown | UNKNOWN, UNKNOWN-UNKNOWN-QQQ, UNKNOWN
unknown | unknown | unknown | qtof | unknown | unknown | UNKNOWN, UNKNOWN-UNKNOWN-QTOF, UNKNOWN
sciex | unknown | unknown | unknown | esi | low | AB SCIEX instrument, LC-ESI-UNKNOWN, LOW
sciex | unknown | unknown | qqq | unknown | low | AB SCIEX instrument, UNKNOWN-UNKNOWN-QQQ, LOW
sciex | unknown | unknown | unknown | esi | high | AB SCIEX instrument, LC-ESI-UNKNOWN, HIGH
sciex | unknown | unknown | unknown | esi | high | AB SCIEX instrument, LC-ESI-UNKNOWN, HIGH
sciex | unknown | unknown | unknown | esi | high | AB SCIEX instrument, LC-ESI-UNKNOWN, HIGH
sciex | unknown | unknown | unknown | esi | high | AB SCIEX instrument, LC-ESI-UNKNOWN, HIGH
sciex | unknown | unknown | unknown | esi | high | AB SCIEX instrument, LC-ESI-UNKNOWN, HIGH
sciex | unknown | unknown | unknown | esi | high | AB SCIEX instrument, LC-ESI-UNKNOWN, HIGH
sciex | unknown | unknown | unknown | esi | high | AB SCIEX instrument, LC-ESI-UNKNOWN, HIGH
sciex | unknown | unknown | unknown | esi | high | AB SCIEX instrument, LC-ESI-UNKNOWN, HIGH
sciex | unknown | unknown | unknown | esi | low | AB SCIEX instrument, LC-ESI-UNKNOWN, LOW
sciex | unknown | unknown | unknown | appi | low | AB SCIEX instrument, LC-APPI-UNKNOWN, LOW
sciex | unknown | unknown | unknown | esi | high | AB SCIEX instrument, LC-ESI-UNKNOWN, HIGH
sciex | unknown | unknown | unknown | esi | high | AB SCIEX instrument, LC-ESI-UNKNOWN, HIGH
sciex | unknown | unknown | unknown | esi | low | AB SCIEX instrument, LC-ESI-UNKNOWN, LOW
sciex | unknown | unknown | unknown | esi | low | AB SCIEX instrument, LC-ESI-UNKNOWN, LOW
sciex | unknown | unknown | unknown | esi | low | AB SCIEX instrument, LC-ESI-UNKNOWN, LOW
sciex | unknown | unknown | qqq | esi | unknown | AB SCIEX instrument, LC-ESI-QQQ, UNKNOWN
sciex | unknown | unknown | unknown | esi | high | AB SCIEX instrument, LC-ESI-UNKNOWN, HIGH
sciex | unknown | unknown | unknown | esi | high | AB SCIEX instrument, LC-ESI-UNKNOWN, HIGH
sciex | unknown | unknown | unknown | esi | high | AB SCIEX instrument, LC-ESI-UNKNOWN, HIGH
sciex | unknown | unknown | unknown | apci | high | AB SCIEX instrument, LC-APCI-UNKNOWN, HIGH
sciex | unknown | unknown | qqq | unknown | low | AB SCIEX instrument, UNKNOWN-UNKNOWN-QQQ, LOW
sciex | unknown | unknown | qit | unknown | high | AB SCIEX instrument, UNKNOWN-UNKNOWN-QIT, HIGH
sciex | unknown | unknown | qqq | unknown | high | AB SCIEX instrument, UNKNOWN-UNKNOWN-QQQ, HIGH
sciex | unknown | unknown | qtof | unknown | high | AB SCIEX instrument, UNKNOWN-UNKNOWN-QTOF, HIGH
sciex | unknown | unknown | qqq | unknown | high | AB SCIEX instrument, UNKNOWN-UNKNOWN-QQQ, HIGH
sciex | unknown | unknown | qqq | unknown | high | AB SCIEX instrument, UNKNOWN-UNKNOWN-QQQ, HIGH
sciex | unknown | unknown | qtof | unknown | high | AB SCIEX instrument, UNKNOWN-UNKNOWN-QTOF, HIGH
sciex | unknown | unknown | tof | unknown | high | AB SCIEX instrument, UNKNOWN-UNKNOWN-TOF, HIGH
sciex | unknown | unknown | qqq | unknown | high | AB SCIEX instrument, UNKNOWN-UNKNOWN-QQQ, HIGH
sciex | unknown | unknown | tof | unknown | high | AB SCIEX instrument, UNKNOWN-UNKNOWN-TOF, HIGH
sciex | unknown | unknown | qqq | unknown | low | AB SCIEX instrument, UNKNOWN-UNKNOWN-QQQ, LOW
sciex | unknown | unknown | qtof | apci | unknown | AB SCIEX instrument, LC-APCI-QTOF, UNKNOWN
sciex | unknown | unknown | qqq | unknown | high | AB SCIEX instrument, UNKNOWN-UNKNOWN-QQQ, HIGH
sciex | unknown | unknown | qqq | unknown | high | AB SCIEX instrument, UNKNOWN-UNKNOWN-QQQ, HIGH
sciex | unknown | unknown | qqq | unknown | low | AB SCIEX instrument, UNKNOWN-UNKNOWN-QQQ, LOW
sciex | unknown | unknown | qtof | unknown | low | AB SCIEX instrument, UNKNOWN-UNKNOWN-QTOF, LOW
sciex | unknown | unknown | qtof | unknown | low | AB SCIEX instrument, UNKNOWN-UNKNOWN-QTOF, LOW
sciex | unknown | unknown | qit | unknown | low | AB SCIEX instrument, UNKNOWN-UNKNOWN-QIT, LOW
sciex | unknown | unknown | qtof | unknown | high | AB SCIEX instrument, UNKNOWN-UNKNOWN-QTOF, HIGH
sciex | unknown | unknown | qtof | unknown | high | AB SCIEX instrument, UNKNOWN-UNKNOWN-QTOF, HIGH
sciex | unknown | unknown | qtof | unknown | high | AB SCIEX instrument, UNKNOWN-UNKNOWN-QTOF, HIGH
sciex | unknown | unknown | qtof | unknown | high | AB SCIEX instrument, UNKNOWN-UNKNOWN-QTOF, HIGH
sciex | unknown | unknown | qqq | esi | unknown | AB SCIEX instrument, LC-ESI-QQQ, UNKNOWN
sciex | unknown | unknown | qit | esi | unknown | AB SCIEX instrument, LC-ESI-QIT, UNKNOWN
sciex | unknown | unknown | qqq | esi | unknown | AB SCIEX instrument, LC-ESI-QQQ, UNKNOWN
sciex | unknown | unknown | qtof | esi | unknown | AB SCIEX instrument, LC-ESI-QTOF, UNKNOWN
sciex | unknown | unknown | qqq | esi | unknown | AB SCIEX instrument, LC-ESI-QQQ, UNKNOWN
sciex | unknown | lc | unknown | unknown | low | AB SCIEX instrument, LC-UNKNOWN-UNKNOWN, LOW
sciex | unknown | unknown | qtof | esi | unknown | AB SCIEX instrument, LC-ESI-QTOF, UNKNOWN
sciex | unknown | unknown | tof | esi | unknown | AB SCIEX instrument, LC-ESI-TOF, UNKNOWN
sciex | unknown | unknown | qqq | esi | unknown | AB SCIEX instrument, LC-ESI-QQQ, UNKNOWN
sciex | unknown | unknown | tof | esi | unknown | AB SCIEX instrument, LC-ESI-TOF, UNKNOWN
sciex | unknown | unknown | qqq | esi | unknown | AB SCIEX instrument, LC-ESI-QQQ, UNKNOWN
sciex | unknown | unknown | qqq | appi | unknown | AB SCIEX instrument, LC-APPI-QQQ, UNKNOWN
sciex | unknown | unknown | qqq | esi | unknown | AB SCIEX instrument, LC-ESI-QQQ, UNKNOWN
sciex | unknown | unknown | qqq | esi | unknown | AB SCIEX instrument, LC-ESI-QQQ, UNKNOWN
sciex | unknown | unknown | qqq | esi | unknown | AB SCIEX instrument, LC-ESI-QQQ, UNKNOWN
sciex | unknown | unknown | qtof | esi | unknown | AB SCIEX instrument, LC-ESI-QTOF, UNKNOWN
sciex | unknown | unknown | qtof | esi | unknown | AB SCIEX instrument, LC-ESI-QTOF, UNKNOWN
sciex | unknown | unknown | qit | esi | unknown | AB SCIEX instrument, LC-ESI-QIT, UNKNOWN
sciex | unknown | unknown | qtof | esi | unknown | AB SCIEX instrument, LC-ESI-QTOF, UNKNOWN
sciex | unknown | unknown | qtof | esi | unknown | AB SCIEX instrument, LC-ESI-QTOF, UNKNOWN
sciex | unknown | unknown | qtof | esi | unknown | AB SCIEX instrument, LC-ESI-QTOF, UNKNOWN
sciex | unknown | lc | unknown | esi | unknown | AB SCIEX instrument, LC-ESI-UNKNOWN, UNKNOWN
sciex | unknown | lc | unknown | unknown | low | AB SCIEX instrument, LC-UNKNOWN-UNKNOWN, LOW
sciex | unknown | lc | unknown | unknown | high | AB SCIEX instrument, LC-UNKNOWN-UNKNOWN, HIGH
sciex | unknown | lc | unknown | unknown | high | AB SCIEX instrument, LC-UNKNOWN-UNKNOWN, HIGH
sciex | unknown | lc | unknown | unknown | high | AB SCIEX instrument, LC-UNKNOWN-UNKNOWN, HIGH
sciex | unknown | lc | unknown | unknown | high | AB SCIEX instrument, LC-UNKNOWN-UNKNOWN, HIGH
sciex | unknown | lc | unknown | unknown | high | AB SCIEX instrument, LC-UNKNOWN-UNKNOWN, HIGH
sciex | unknown | lc | unknown | unknown | high | AB SCIEX instrument, LC-UNKNOWN-UNKNOWN, HIGH
sciex | unknown | lc | unknown | unknown | high | AB SCIEX instrument, LC-UNKNOWN-UNKNOWN, HIGH
sciex | unknown | lc | unknown | unknown | high | AB SCIEX instrument, LC-UNKNOWN-UNKNOWN, HIGH
sciex | unknown | lc | unknown | unknown | high | AB SCIEX instrument, LC-UNKNOWN-UNKNOWN, HIGH
sciex | unknown | lc | unknown | unknown | low | AB SCIEX instrument, LC-UNKNOWN-UNKNOWN, LOW
sciex | unknown | lc | unknown | unknown | low | AB SCIEX instrument, LC-UNKNOWN-UNKNOWN, LOW
sciex | unknown | lc | unknown | unknown | high | AB SCIEX instrument, LC-UNKNOWN-UNKNOWN, HIGH
sciex | unknown | lc | unknown | unknown | high | AB SCIEX instrument, LC-UNKNOWN-UNKNOWN, HIGH
sciex | unknown | lc | unknown | unknown | low | AB SCIEX instrument, LC-UNKNOWN-UNKNOWN, LOW
sciex | unknown | lc | qtof | unknown | unknown | AB SCIEX instrument, LC-UNKNOWN-QTOF, UNKNOWN
sciex | unknown | lc | unknown | unknown | low | AB SCIEX instrument, LC-UNKNOWN-UNKNOWN, LOW
sciex | unknown | lc | unknown | unknown | low | AB SCIEX instrument, LC-UNKNOWN-UNKNOWN, LOW
sciex | unknown | lc | unknown | unknown | high | AB SCIEX instrument, LC-UNKNOWN-UNKNOWN, HIGH
sciex | unknown | lc | unknown | unknown | high | AB SCIEX instrument, LC-UNKNOWN-UNKNOWN, HIGH
sciex | unknown | lc | unknown | unknown | high | AB SCIEX instrument, LC-UNKNOWN-UNKNOWN, HIGH
sciex | unknown | lc | unknown | unknown | high | AB SCIEX instrument, LC-UNKNOWN-UNKNOWN, HIGH
sciex | unknown | lc | unknown | esi | unknown | AB SCIEX instrument, LC-ESI-UNKNOWN, UNKNOWN
sciex | unknown | lc | unknown | esi | unknown | AB SCIEX instrument, LC-ESI-UNKNOWN, UNKNOWN
sciex | unknown | lc | unknown | esi | unknown | AB SCIEX instrument, LC-ESI-UNKNOWN, UNKNOWN
sciex | unknown | lc | unknown | esi | unknown | AB SCIEX instrument, LC-ESI-UNKNOWN, UNKNOWN
sciex | unknown | lc | unknown | esi | unknown | AB SCIEX instrument, LC-ESI-UNKNOWN, UNKNOWN
sciex | unknown | lc | unknown | esi | unknown | AB SCIEX instrument, LC-ESI-UNKNOWN, UNKNOWN
sciex | unknown | lc | unknown | esi | unknown | AB SCIEX instrument, LC-ESI-UNKNOWN, UNKNOWN
sciex | unknown | lc | unknown | esi | unknown | AB SCIEX instrument, LC-ESI-UNKNOWN, UNKNOWN
sciex | unknown | lc | unknown | esi | unknown | AB SCIEX instrument, LC-ESI-UNKNOWN, UNKNOWN
sciex | unknown | lc | qtof | unknown | unknown | AB SCIEX instrument, LC-UNKNOWN-QTOF, UNKNOWN
sciex | unknown | lc | unknown | esi | unknown | AB SCIEX instrument, LC-ESI-UNKNOWN, UNKNOWN
sciex | unknown | lc | unknown | appi | unknown | AB SCIEX instrument, LC-APPI-UNKNOWN, UNKNOWN
sciex | unknown | lc | unknown | esi | unknown | AB SCIEX instrument, LC-ESI-UNKNOWN, UNKNOWN
sciex | unknown | lc | unknown | esi | unknown | AB SCIEX instrument, LC-ESI-UNKNOWN, UNKNOWN
sciex | unknown | lc | unknown | esi | unknown | AB SCIEX instrument, LC-ESI-UNKNOWN, UNKNOWN
sciex | unknown | lc | unknown | esi | unknown | AB SCIEX instrument, LC-ESI-UNKNOWN, UNKNOWN
sciex | unknown | lc | unknown | esi | unknown | AB SCIEX instrument, LC-ESI-UNKNOWN, UNKNOWN
sciex | unknown | lc | unknown | esi | unknown | AB SCIEX instrument, LC-ESI-UNKNOWN, UNKNOWN
sciex | unknown | lc | unknown | esi | unknown | AB SCIEX instrument, LC-ESI-UNKNOWN, UNKNOWN
sciex | unknown | lc | unknown | esi | unknown | AB SCIEX instrument, LC-ESI-UNKNOWN, UNKNOWN
sciex | unknown | lc | unknown | esi | unknown | AB SCIEX instrument, LC-ESI-UNKNOWN, UNKNOWN
sciex | unknown | lc | unknown | apci | unknown | AB SCIEX instrument, LC-APCI-UNKNOWN, UNKNOWN
sciex | unknown | lc | qqq | unknown | unknown | AB SCIEX instrument, LC-UNKNOWN-QQQ, UNKNOWN
sciex | unknown | lc | qit | unknown | unknown | AB SCIEX instrument, LC-UNKNOWN-QIT, UNKNOWN
sciex | unknown | lc | qqq | unknown | unknown | AB SCIEX instrument, LC-UNKNOWN-QQQ, UNKNOWN
sciex | unknown | unknown | unknown | unknown | unknown | AB SCIEX instrument, UNKNOWN, UNKNOWN
sciex | unknown | lc | qqq | unknown | unknown | AB SCIEX instrument, LC-UNKNOWN-QQQ, UNKNOWN
unknown | unknown | lc | unknown | unknown | unknown | UNKNOWN, LC-UNKNOWN-UNKNOWN, UNKNOWN
sciex | unknown | unknown | unknown | unknown | unknown | AB SCIEX instrument, UNKNOWN, UNKNOWN
sciex | unknown | unknown | unknown | unknown | unknown | AB SCIEX instrument, UNKNOWN, UNKNOWN
sciex | unknown | unknown | unknown | unknown | unknown | AB SCIEX instrument, UNKNOWN, UNKNOWN
sciex | unknown | unknown | unknown | unknown | unknown | AB SCIEX instrument, UNKNOWN, UNKNOWN
sciex | unknown | lc | qtof | unknown | unknown | AB SCIEX instrument, LC-UNKNOWN-QTOF, UNKNOWN
sciex | unknown | lc | qtof | unknown | unknown | AB SCIEX instrument, LC-UNKNOWN-QTOF, UNKNOWN
sciex | unknown | lc | qtof | unknown | unknown | AB SCIEX instrument, LC-UNKNOWN-QTOF, UNKNOWN
sciex | unknown | unknown | unknown | unknown | unknown | AB SCIEX instrument, UNKNOWN, UNKNOWN
sciex | unknown | lc | tof | unknown | unknown | AB SCIEX instrument, LC-UNKNOWN-TOF, UNKNOWN
sciex | unknown | lc | qqq | unknown | unknown | AB SCIEX instrument, LC-UNKNOWN-QQQ, UNKNOWN
unknown | unknown | unknown | tof | unknown | unknown | UNKNOWN, UNKNOWN-UNKNOWN-TOF, UNKNOWN
unknown | unknown | unknown | qqq | unknown | unknown | UNKNOWN, UNKNOWN-UNKNOWN-QQQ, UNKNOWN
unknown | unknown | unknown | tof | unknown | unknown | UNKNOWN, UNKNOWN-UNKNOWN-TOF, UNKNOWN
unknown | unknown | lc | unknown | unknown | unknown | UNKNOWN, LC-UNKNOWN-UNKNOWN, UNKNOWN
unknown | unknown | lc | unknown | unknown | unknown | UNKNOWN, LC-UNKNOWN-UNKNOWN, UNKNOWN
unknown | unknown | lc | unknown | unknown | unknown | UNKNOWN, LC-UNKNOWN-UNKNOWN, UNKNOWN
sciex | unknown | unknown | unknown | unknown | unknown | AB SCIEX instrument, UNKNOWN, UNKNOWN
unknown | unknown | lc | unknown | unknown | unknown | UNKNOWN, LC-UNKNOWN-UNKNOWN, UNKNOWN
sciex | unknown | unknown | unknown | unknown | unknown | AB SCIEX instrument, UNKNOWN, UNKNOWN
sciex | unknown | unknown | unknown | unknown | unknown | AB SCIEX instrument, UNKNOWN, UNKNOWN
sciex | unknown | unknown | unknown | unknown | unknown | AB SCIEX instrument, UNKNOWN, UNKNOWN
sciex | unknown | unknown | unknown | unknown | unknown | AB SCIEX instrument, UNKNOWN, UNKNOWN
sciex | unknown | unknown | unknown | unknown | unknown | AB SCIEX instrument, UNKNOWN, UNKNOWN
sciex | unknown | unknown | unknown | unknown | unknown | AB SCIEX instrument, UNKNOWN, UNKNOWN
sciex | unknown | unknown | unknown | unknown | unknown | AB SCIEX instrument, UNKNOWN, UNKNOWN
sciex | unknown | unknown | unknown | unknown | unknown | AB SCIEX instrument, UNKNOWN, UNKNOWN
sciex | unknown | unknown | unknown | unknown | unknown | AB SCIEX instrument, UNKNOWN, UNKNOWN
sciex | unknown | unknown | unknown | unknown | unknown | AB SCIEX instrument, UNKNOWN, UNKNOWN
sciex | unknown | unknown | unknown | unknown | unknown | AB SCIEX instrument, UNKNOWN, UNKNOWN
unknown | qstar | lc | qit | esi | low | AB SCIEX QSTAR, LC-ESI-QIT, LOW
unknown | x500b | lc | qtof | esi | high | AB SCIEX X500B, LC-ESI-QTOF, HIGH
unknown | x500r | lc | qtof | esi | high | AB SCIEX X500R, LC-ESI-QTOF, HIGH
unknown | 5500+ | unknown | unknown | unknown | unknown | AB SCIEX 5500+, LC-UNKNOWN-QQQ, UNKNOWN
unknown | 6500+ | unknown | unknown | unknown | unknown | AB SCIEX 6500+, LC-UNKNOWN-QQQ, UNKNOWN
sciex | x500b | lc | qtof | esi | high | AB SCIEX X500B, LC-ESI-QTOF, HIGH
sciex | x500r | lc | qtof | esi | high | AB SCIEX X500R, LC-ESI-QTOF, HIGH
sciex | x500r | unknown | unknown | unknown | high | AB SCIEX X500R, LC-UNKNOWN-QTOF, HIGH
sciex | 5500+ | unknown | unknown | esi | unknown | AB SCIEX 5500+, LC-ESI-QQQ, UNKNOWN
sciex | 5500+ | unknown | unknown | unknown | high | AB SCIEX 5500+, LC-UNKNOWN-QQQ, HIGH
sciex | 6500+ | unknown | unknown | unknown | high | AB SCIEX 6500+, LC-UNKNOWN-QQQ, HIGH
sciex | 6500+ | lc | qqq | esi | unknown | AB SCIEX 6500+, LC-ESI-QQQ, UNKNOWN
sciex | x500b | unknown | unknown | unknown | unknown | AB SCIEX X500B, LC-UNKNOWN-QTOF, UNKNOWN
sciex | x500r | unknown | unknown | unknown | unknown | AB SCIEX X500R, LC-UNKNOWN-QTOF, UNKNOWN
sciex | 5500+ | lc | qqq | unknown | high | AB SCIEX 5500+, LC-UNKNOWN-QQQ, HIGH
sciex | 6500+ | lc | qqq | unknown | high | AB SCIEX 6500+, LC-UNKNOWN-QQQ, HIGH
sciex | 5500+ | unknown | unknown | unknown | unknown | AB SCIEX 5500+, LC-UNKNOWN-QQQ, UNKNOWN
sciex | 6500+ | unknown | unknown | unknown | unknown | AB SCIEX 6500+, LC-UNKNOWN-QQQ, UNKNOWN
sciex | 6500+ | unknown | unknown | esi | unknown | AB SCIEX 6500+, LC-ESI-QQQ, UNKNOWN
sciex | qstar | unknown | unknown | esi | unknown | AB SCIEX QSTAR, LC-ESI-QIT, UNKNOWN
sciex | qstar | unknown | unknown | esi | unknown | AB SCIEX QSTAR, LC-ESI-QIT, UNKNOWN
sciex | x500b | unknown | unknown | esi | unknown | AB SCIEX X500B, LC-ESI-QTOF, UNKNOWN
sciex | x500r | unknown | unknown | esi | unknown | AB SCIEX X500R, LC-ESI-QTOF, UNKNOWN
sciex | qstar | unknown | unknown | unknown | unknown | AB SCIEX QSTAR, LC-UNKNOWN-QIT, UNKNOWN
sciex | qstar | unknown | unknown | unknown | unknown | AB SCIEX QSTAR, LC-UNKNOWN-QIT, UNKNOWN
sciex | qstar | lc | qtof | esi | unknown | AB SCIEX QSTAR, LC-ESI-QTOF, UNKNOWN
sciex | qstar | lc | qit | esi | unknown | AB SCIEX QSTAR, LC-ESI-QIT, UNKNOWN
sciex | x500b | lc | qtof | esi | unknown | AB SCIEX X500B, LC-ESI-QTOF, UNKNOWN
sciex | x500r | lc | qtof | esi | unknown | AB SCIEX X500R, LC-ESI-QTOF, UNKNOWN
unknown | 5500+ | unknown | qqq | esi | high | AB SCIEX 5500+, LC-ESI-QQQ, HIGH
unknown | 6500+ | unknown | qqq | esi | high | AB SCIEX 6500+, LC-ESI-QQQ, HIGH
unknown | qstar | unknown | qtof | esi | low | AB SCIEX QSTAR, LC-ESI-QTOF, LOW
unknown | qstar | unknown | qit | esi | low | AB SCIEX QSTAR, LC-ESI-QIT, LOW
unknown | qstar | lc | qtof | unknown | unknown | AB SCIEX QSTAR, LC-UNKNOWN-QTOF, UNKNOWN
unknown | qstar | lc | qit | unknown | unknown | AB SCIEX QSTAR, LC-UNKNOWN-QIT, UNKNOWN
unknown | x500b | lc | qtof | unknown | unknown | AB SCIEX X500B, LC-UNKNOWN-QTOF, UNKNOWN
unknown | x500r | lc | qtof | unknown | unknown | AB SCIEX X500R, LC-UNKNOWN-QTOF, UNKNOWN
sciex | 5500+ | unknown | qqq | unknown | unknown | AB SCIEX 5500+, LC-UNKNOWN-QQQ, UNKNOWN
sciex | 6500+ | unknown | qqq | unknown | unknown | AB SCIEX 6500+, LC-UNKNOWN-QQQ, UNKNOWN
sciex | qstar | unknown | qtof | unknown | unknown | AB SCIEX QSTAR, LC-UNKNOWN-QTOF, UNKNOWN
sciex | qstar | unknown | qit | unknown | unknown | AB SCIEX QSTAR, LC-UNKNOWN-QIT, UNKNOWN
sciex | x500b | unknown | qtof | unknown | unknown | AB SCIEX X500B, LC-UNKNOWN-QTOF, UNKNOWN
sciex | x500r | unknown | qtof | unknown | unknown | AB SCIEX X500R, LC-UNKNOWN-QTOF, UNKNOWN
unknown | 5500+ | lc | qqq | unknown | high | AB SCIEX 5500+, LC-UNKNOWN-QQQ, HIGH
unknown | x500b | unknown | qtof | esi | high | AB SCIEX X500B, LC-ESI-QTOF, HIGH
unknown | x500r | unknown | qtof | esi | high | AB SCIEX X500R, LC-ESI-QTOF, HIGH
unknown | 5500+ | lc | unknown | esi | high | AB SCIEX 5500+, LC-ESI-QQQ, HIGH
unknown | 6500+ | lc | unknown | esi | high | AB SCIEX 6500+, LC-ESI-QQQ, HIGH
sciex | qstar | lc | qtof | unknown | low | AB SCIEX QSTAR, LC-UNKNOWN-QTOF, LOW
sciex | qstar | lc | qit | unknown | low | AB SCIEX QSTAR, LC-UNKNOWN-QIT, LOW
sciex | x500b | lc | qtof | unknown | high | AB SCIEX X500B, LC-UNKNOWN-QTOF, HIGH
sciex | x500r | lc | qtof | unknown | high | AB SCIEX X500R, LC-UNKNOWN-QTOF, HIGH
sciex | qstar | lc | unknown | esi | low | AB SCIEX QSTAR, LC-ESI-QIT, LOW
sciex | qstar | lc | unknown | esi | low | AB SCIEX QSTAR, LC-ESI-QIT, LOW
unknown | x500b | lc | unknown | esi | unknown | AB SCIEX X500B, LC-ESI-QTOF, UNKNOWN
unknown | x500r | lc | unknown | esi | unknown | AB SCIEX X500R, LC-ESI-QTOF, UNKNOWN
sciex | 5500+ | lc | unknown | unknown | unknown | AB SCIEX 5500+, LC-UNKNOWN-QQQ, UNKNOWN
sciex | 6500+ | lc | unknown | unknown | unknown | AB SCIEX 6500+, LC-UNKNOWN-QQQ, UNKNOWN
unknown | 6500+ | lc | qqq | unknown | unknown | AB SCIEX 6500+, LC-UNKNOWN-QQQ, UNKNOWN
sciex | x500b | lc | unknown | esi | high | AB SCIEX X500B, LC-ESI-QTOF, HIGH
unknown | qstar | lc | qtof | unknown | low | AB SCIEX QSTAR, LC-UNKNOWN-QTOF, LOW
unknown | qstar | lc | qit | unknown | low | AB SCIEX QSTAR, LC-UNKNOWN-QIT, LOW
unknown | x500b | lc | qtof | unknown | high | AB SCIEX X500B, LC-UNKNOWN-QTOF, HIGH
unknown | x500r | lc | qtof | unknown | high | AB SCIEX X500R, LC-UNKNOWN-QTOF, HIGH
unknown | qstar | lc | unknown | esi | low | AB SCIEX QSTAR, LC-ESI-QIT, LOW
unknown | qstar | lc | unknown | esi | low | AB SCIEX QSTAR, LC-ESI-QIT, LOW
unknown | x500b | lc | unknown | esi | high | AB SCIEX X500B, LC-ESI-QTOF, HIGH
unknown | x500r | lc | unknown | esi | high | AB SCIEX X500R, LC-ESI-QTOF, HIGH
unknown | 5500+ | lc | unknown | esi | unknown | AB SCIEX 5500+, LC-ESI-QQQ, UNKNOWN
unknown | 6500+ | lc | unknown | esi | unknown | AB SCIEX 6500+, LC-ESI-QQQ, UNKNOWN
unknown | 5500+ | lc | unknown | unknown | high | AB SCIEX 5500+, LC-UNKNOWN-QQQ, HIGH
unknown | 6500+ | lc | unknown | unknown | high | AB SCIEX 6500+, LC-UNKNOWN-QQQ, HIGH
sciex | qstar | lc | unknown | unknown | unknown | AB SCIEX QSTAR, LC-UNKNOWN-QIT, UNKNOWN
sciex | qstar | lc | unknown | unknown | unknown | AB SCIEX QSTAR, LC-UNKNOWN-QIT, UNKNOWN
sciex | x500b | lc | unknown | unknown | unknown | AB SCIEX X500B, LC-UNKNOWN-QTOF, UNKNOWN
sciex | x500r | lc | unknown | unknown | unknown | AB SCIEX X500R, LC-UNKNOWN-QTOF, UNKNOWN
unknown | qstar | lc | unknown | esi | unknown | AB SCIEX QSTAR, LC-ESI-QIT, UNKNOWN
unknown | qstar | lc | unknown | esi | unknown | AB SCIEX QSTAR, LC-ESI-QIT, UNKNOWN
unknown | 5500+ | lc | qqq | esi | unknown | AB SCIEX 5500+, LC-ESI-QQQ, UNKNOWN
unknown | 6500+ | lc | qqq | esi | unknown | AB SCIEX 6500+, LC-ESI-QQQ, UNKNOWN
unknown | 6500+ | lc | qqq | unknown | high | AB SCIEX 6500+, LC-UNKNOWN-QQQ, HIGH
sciex | 5500+ | unknown | unknown | esi | high | AB SCIEX 5500+, LC-ESI-QQQ, HIGH
sciex | 6500+ | unknown | unknown | esi | high | AB SCIEX 6500+, LC-ESI-QQQ, HIGH
unknown | qstar | lc | unknown | unknown | low | AB SCIEX QSTAR, LC-UNKNOWN-QIT, LOW
unknown | qstar | lc | unknown | unknown | low | AB SCIEX QSTAR, LC-UNKNOWN-QIT, LOW
unknown | x500b | lc | unknown | unknown | high | AB SCIEX X500B, LC-UNKNOWN-QTOF, HIGH
unknown | x500r | lc | unknown | unknown | high | AB SCIEX X500R, LC-UNKNOWN-QTOF, HIGH
unknown | qstar | unknown | qtof | esi | unknown | AB SCIEX QSTAR, LC-ESI-QTOF, UNKNOWN
unknown | qstar | unknown | qit | esi | unknown | AB SCIEX QSTAR, LC-ESI-QIT, UNKNOWN
unknown | x500b | unknown | qtof | esi | unknown | AB SCIEX X500B, LC-ESI-QTOF, UNKNOWN
unknown | 5500+ | lc | qqq | unknown | unknown | AB SCIEX 5500+, LC-UNKNOWN-QQQ, UNKNOWN
sciex | qstar | unknown | unknown | esi | low | AB SCIEX QSTAR, LC-ESI-QIT, LOW
sciex | qstar | unknown | unknown | esi | low | AB SCIEX QSTAR, LC-ESI-QIT, LOW
unknown | qstar | lc | qtof | esi | unknown | AB SCIEX QSTAR, LC-ESI-QTOF, UNKNOWN
unknown | qstar | lc | qit | esi | unknown | AB SCIEX QSTAR, LC-ESI-QIT, UNKNOWN
unknown | x500b | lc | qtof | esi | unknown | AB SCIEX X500B, LC-ESI-QTOF, UNKNOWN
unknown | x500r | lc | qtof | esi | unknown | AB SCIEX X500R, LC-ESI-QTOF, UNKNOWN
sciex | x500r | unknown | unknown | esi | high | AB SCIEX X500R, LC-ESI-QTOF, HIGH
sciex | 5500+ | unknown | qqq | unknown | high | AB SCIEX 5500+, LC-UNKNOWN-QQQ, HIGH
unknown | qstar | unknown | qtof | unknown | low | AB SCIEX QSTAR, LC-UNKNOWN-QTOF, LOW
unknown | qstar | unknown | qit | unknown | low | AB SCIEX QSTAR, LC-UNKNOWN-QIT, LOW
unknown | x500b | unknown | qtof | unknown | high | AB SCIEX X500B, LC-UNKNOWN-QTOF, HIGH
unknown | x500r | unknown | qtof | unknown | high | AB SCIEX X500R, LC-UNKNOWN-QTOF, HIGH
unknown | 5500+ | unknown | qqq | esi | unknown | AB SCIEX 5500+, LC-ESI-QQQ, UNKNOWN
unknown | 6500+ | unknown | qqq | esi | unknown | AB SCIEX 6500+, LC-ESI-QQQ, UNKNOWN
sciex | 6500+ | unknown | qqq | unknown | high | AB SCIEX 6500+, LC-UNKNOWN-QQQ, HIGH
unknown | qstar | lc | unknown | unknown | unknown | AB SCIEX QSTAR, LC-UNKNOWN-QIT, UNKNOWN
unknown | qstar | lc | unknown | unknown | unknown | AB SCIEX QSTAR, LC-UNKNOWN-QIT, UNKNOWN
unknown | x500b | lc | unknown | unknown | unknown | AB SCIEX X500B, LC-UNKNOWN-QTOF, UNKNOWN
unknown | x500r | lc | unknown | unknown | unknown | AB SCIEX X500R, LC-UNKNOWN-QTOF, UNKNOWN
sciex | qstar | unknown | qtof | unknown | low | AB SCIEX QSTAR, LC-UNKNOWN-QTOF, LOW
sciex | qstar | unknown | qit | unknown | low | AB SCIEX QSTAR, LC-UNKNOWN-QIT, LOW
sciex | x500b | unknown | qtof | unknown | high | AB SCIEX X500B, LC-UNKNOWN-QTOF, HIGH
sciex | x500r | unknown | qtof | unknown | high | AB SCIEX X500R, LC-UNKNOWN-QTOF, HIGH
unknown | qstar | lc | qtof | esi | low | AB SCIEX QSTAR, LC-ESI-QTOF, LOW
unknown | 5500+ | unknown | qqq | unknown | high | AB SCIEX 5500+, LC-UNKNOWN-QQQ, HIGH
unknown | 6500+ | unknown | qqq | unknown | high | AB SCIEX 6500+, LC-UNKNOWN-QQQ, HIGH
unknown | 6500+ | unknown | unknown | esi | high | AB SCIEX 6500+, LC-ESI-QQQ, HIGH
unknown | x500r | unknown | qtof | esi | unknown | AB SCIEX X500R, LC-ESI-QTOF, UNKNOWN
sciex | 5500+ | unknown | qqq | esi | unknown | AB SCIEX 5500+, LC-ESI-QQQ, UNKNOWN
sciex | x500b | unknown | unknown | esi | high | AB SCIEX X500B, LC-ESI-QTOF, HIGH
unknown | qstar | unknown | qtof | unknown | unknown | AB SCIEX QSTAR, LC-UNKNOWN-QTOF, UNKNOWN
unknown | qstar | unknown | qit | unknown | unknown | AB SCIEX QSTAR, LC-UNKNOWN-QIT, UNKNOWN
unknown | x500b | unknown | qtof | unknown | unknown | AB SCIEX X500B, LC-UNKNOWN-QTOF, UNKNOWN
unknown | x500r | unknown | qtof | unknown | unknown | AB SCIEX X500R, LC-UNKNOWN-QTOF, UNKNOWN
unknown | 5500+ | lc | unknown | unknown | unknown | AB SCIEX 5500+, LC-UNKNOWN-QQQ, UNKNOWN
unknown | 6500+ | lc | unknown | unknown | unknown | AB SCIEX 6500+, LC-UNKNOWN-QQQ, UNKNOWN
unknown | qstar | unknown | unknown | esi | unknown | AB SCIEX QSTAR, LC-ESI-QIT, UNKNOWN
unknown | qstar | unknown | unknown | esi | unknown | AB SCIEX QSTAR, LC-ESI-QIT, UNKNOWN
unknown | x500b | unknown | unknown | esi | unknown | AB SCIEX X500B, LC-ESI-QTOF, UNKNOWN
unknown | x500r | unknown | unknown | esi | unknown | AB SCIEX X500R, LC-ESI-QTOF, UNKNOWN
unknown | 5500+ | unknown | qqq | unknown | unknown | AB SCIEX 5500+, LC-UNKNOWN-QQQ, UNKNOWN
unknown | 6500+ | unknown | qqq | unknown | unknown | AB SCIEX 6500+, LC-UNKNOWN-QQQ, UNKNOWN
unknown | 5500+ | unknown | unknown | esi | high | AB SCIEX 5500+, LC-ESI-QQQ, HIGH
sciex | 5500+ | lc | qqq | unknown | unknown | AB SCIEX 5500+, LC-UNKNOWN-QQQ, UNKNOWN
sciex | 6500+ | lc | qqq | unknown | unknown | AB SCIEX 6500+, LC-UNKNOWN-QQQ, UNKNOWN
sciex | 5500+ | unknown | qqq | esi | high | AB SCIEX 5500+, LC-ESI-QQQ, HIGH
sciex | 6500+ | unknown | qqq | esi | high | AB SCIEX 6500+, LC-ESI-QQQ, HIGH
sciex | x500r | lc | unknown | esi | high | AB SCIEX X500R, LC-ESI-QTOF, HIGH
sciex | qstar | unknown | qtof | esi | low | AB SCIEX QSTAR, LC-ESI-QTOF, LOW
sciex | qstar | unknown | qit | esi | low | AB SCIEX QSTAR, LC-ESI-QIT, LOW
sciex | x500b | unknown | qtof | esi | high | AB SCIEX X500B, LC-ESI-QTOF, HIGH
sciex | x500r | unknown | qtof | esi | high | AB SCIEX X500R, LC-ESI-QTOF, HIGH
sciex | 5500+ | lc | unknown | esi | high | AB SCIEX 5500+, LC-ESI-QQQ, HIGH
sciex | 6500+ | lc | unknown | esi | high | AB SCIEX 6500+, LC-ESI-QQQ, HIGH
unknown | 5500+ | unknown | unknown | esi | unknown | AB SCIEX 5500+, LC-ESI-QQQ, UNKNOWN
unknown | 6500+ | unknown | unknown | esi | unknown | AB SCIEX 6500+, LC-ESI-QQQ, UNKNOWN
sciex | 6500+ | unknown | qqq | esi | unknown | AB SCIEX 6500+, LC-ESI-QQQ, UNKNOWN
sciex | qstar | unknown | qtof | esi | unknown | AB SCIEX QSTAR, LC-ESI-QTOF, UNKNOWN
sciex | qstar | unknown | qit | esi | unknown | AB SCIEX QSTAR, LC-ESI-QIT, UNKNOWN
sciex | x500b | unknown | qtof | esi | unknown | AB SCIEX X500B, LC-ESI-QTOF, UNKNOWN
sciex | x500r | unknown | qtof | esi | unknown | AB SCIEX X500R, LC-ESI-QTOF, UNKNOWN
sciex | x500r | lc | qtof | unknown | unknown | AB SCIEX X500R, LC-UNKNOWN-QTOF, UNKNOWN
sciex | qstar | lc | unknown | esi | unknown | AB SCIEX QSTAR, LC-ESI-QIT, UNKNOWN
sciex | qstar | lc | unknown | esi | unknown | AB SCIEX QSTAR, LC-ESI-QIT, UNKNOWN
sciex | x500b | lc | unknown | esi | unknown | AB SCIEX X500B, LC-ESI-QTOF, UNKNOWN
unknown | qstar | unknown | unknown | esi | low | AB SCIEX QSTAR, LC-ESI-QIT, LOW
unknown | qstar | unknown | unknown | esi | low | AB SCIEX QSTAR, LC-ESI-QIT, LOW
unknown | x500b | unknown | unknown | esi | high | AB SCIEX X500B, LC-ESI-QTOF, HIGH
unknown | x500r | unknown | unknown | esi | high | AB SCIEX X500R, LC-ESI-QTOF, HIGH
unknown | 5500+ | unknown | unknown | unknown | high | AB SCIEX 5500+, LC-UNKNOWN-QQQ, HIGH
unknown | 6500+ | unknown | unknown | unknown | high | AB SCIEX 6500+, LC-UNKNOWN-QQQ, HIGH
unknown | qstar | unknown | unknown | unknown | low | AB SCIEX QSTAR, LC-UNKNOWN-QIT, LOW
unknown | qstar | unknown | unknown | unknown | low | AB SCIEX QSTAR, LC-UNKNOWN-QIT, LOW
unknown | x500b | unknown | unknown | unknown | high | AB SCIEX X500B, LC-UNKNOWN-QTOF, HIGH
unknown | x500r | unknown | unknown | unknown | high | AB SCIEX X500R, LC-UNKNOWN-QTOF, HIGH
sciex | qstar | lc | unknown | unknown | low | AB SCIEX QSTAR, LC-UNKNOWN-QIT, LOW
sciex | qstar | lc | unknown | unknown | low | AB SCIEX QSTAR, LC-UNKNOWN-QIT, LOW
sciex | x500b | lc | unknown | unknown | high | AB SCIEX X500B, LC-UNKNOWN-QTOF, HIGH
sciex | x500r | lc | unknown | unknown | high | AB SCIEX X500R, LC-UNKNOWN-QTOF, HIGH
sciex | 5500+ | lc | unknown | esi | unknown | AB SCIEX 5500+, LC-ESI-QQQ, UNKNOWN
sciex | 6500+ | lc | unknown | esi | unknown | AB SCIEX 6500+, LC-ESI-QQQ, UNKNOWN
sciex | qstar | lc | qtof | unknown | unknown | AB SCIEX QSTAR, LC-UNKNOWN-QTOF, UNKNOWN
sciex | qstar | lc | qit | unknown | unknown | AB SCIEX QSTAR, LC-UNKNOWN-QIT, UNKNOWN
sciex | x500b | lc | qtof | unknown | unknown | AB SCIEX X500B, LC-UNKNOWN-QTOF, UNKNOWN
sciex | 5500+ | lc | unknown | unknown | high | AB SCIEX 5500+, LC-UNKNOWN-QQQ, HIGH
sciex | 6500+ | lc | unknown | unknown | high | AB SCIEX 6500+, LC-UNKNOWN-QQQ, HIGH
sciex | x500r | lc | unknown | esi | unknown | AB SCIEX X500R, LC-ESI-QTOF, UNKNOWN
unknown | qstar | unknown | unknown | unknown | unknown | AB SCIEX QSTAR, LC-UNKNOWN-QIT, UNKNOWN
unknown | qstar | unknown | unknown | unknown | unknown | AB SCIEX QSTAR, LC-UNKNOWN-QIT, UNKNOWN
unknown | x500b | unknown | unknown | unknown | unknown | AB SCIEX X500B, LC-UNKNOWN-QTOF, UNKNOWN
unknown | x500r | unknown | unknown | unknown | unknown | AB SCIEX X500R, LC-UNKNOWN-QTOF, UNKNOWN
sciex | 5500+ | lc | qqq | esi | unknown | AB SCIEX 5500+, LC-ESI-QQQ, UNKNOWN
sciex | 5500+ | lc | qqq | esi | high | AB SCIEX 5500+, LC-ESI-QQQ, HIGH
sciex | 6500+ | lc | qqq | esi | high | AB SCIEX 6500+, LC-ESI-QQQ, HIGH
sciex | qstar | lc | qtof | esi | low | AB SCIEX QSTAR, LC-ESI-QTOF, LOW
sciex | qstar | lc | qit | esi | low | AB SCIEX QSTAR, LC-ESI-QIT, LOW
sciex | qstar | unknown | unknown | unknown | low | AB SCIEX QSTAR, LC-UNKNOWN-QIT, LOW
sciex | qstar | unknown | unknown | unknown | low | AB SCIEX QSTAR, LC-UNKNOWN-QIT, LOW
sciex | x500b | unknown | unknown | unknown | high | AB SCIEX X500B, LC-UNKNOWN-QTOF, HIGH
unknown | 5500+ | lc | qqq | esi | high | AB SCIEX 5500+, LC-ESI-QQQ, HIGH
unknown | 6500+ | lc | qqq | esi | high | AB SCIEX 6500+, LC-ESI-QQQ, HIGH
unknown | 7500 | lc | qqq | esi | high | AB SCIEX 7500, LC-ESI-QQQ, HIGH
sciex | 3000 | lc | qqq | esi | high | AB SCIEX 3000, LC-ESI-QQQ, HIGH
sciex | 2000 | lc | qqq | appi | low | AB SCIEX 2000, LC-APPI-QQQ, LOW
sciex | 2000 | lc | qqq | esi | low | AB SCIEX 2000, LC-ESI-QQQ, LOW
sciex | 7500 | lc | qqq | esi | high | AB SCIEX 7500, LC-ESI-QQQ, HIGH
sciex | 5600 | lc | qtof | esi | high | AB SCIEX 5600, LC-ESI-QTOF, HIGH
sciex | 4500 | lc | qqq | esi | high | AB SCIEX 4500, LC-ESI-QQQ, HIGH
sciex | 7500 | lc | qqq | esi | unknown | AB SCIEX 7500, LC-ESI-QQQ, UNKNOWN
sciex | 5600 | lc | qtof | esi | unknown | AB SCIEX 5600, LC-ESI-QTOF, UNKNOWN
sciex | 4500 | lc | qqq | esi | unknown | AB SCIEX 4500, LC-ESI-QQQ, UNKNOWN
sciex | 4000 | lc | qit | esi | unknown | AB SCIEX 4000, LC-ESI-QIT, UNKNOWN
sciex | 3200 | lc | qqq | esi | low | AB SCIEX 3200, LC-ESI-QQQ, LOW
sciex | 4000 | lc | qit | esi | high | AB SCIEX 4000, LC-ESI-QIT, HIGH
unknown | 3000 | unknown | unknown | unknown | unknown | AB SCIEX 3000, LC-UNKNOWN-QQQ, UNKNOWN
unknown | 2000 | unknown | unknown | unknown | unknown | AB SCIEX 2000, LC-UNKNOWN-QQQ, UNKNOWN
unknown | 2000 | unknown | unknown | unknown | unknown | AB SCIEX 2000, LC-UNKNOWN-QQQ, UNKNOWN
unknown | 2000 | lc | qqq | appi | low | AB SCIEX 2000, LC-APPI-QQQ, LOW
unknown | 2000 | lc | qqq | esi | low | AB SCIEX 2000, LC-ESI-QQQ, LOW
sciex | 5600 | lc | qtof | unknown | unknown | AB SCIEX 5600, LC-UNKNOWN-QTOF, UNKNOWN
sciex | 4500 | lc | qqq | unknown | unknown | AB SCIEX 4500, LC-UNKNOWN-QQQ, UNKNOWN
sciex | 4000 | lc | qit | unknown | unknown | AB SCIEX 4000, LC-UNKNOWN-QIT, UNKNOWN
sciex | 3200 | lc | qqq | unknown | unknown | AB SCIEX 3200, LC-UNKNOWN-QQQ, UNKNOWN
unknown | 5600 | unknown | unknown | unknown | high | AB SCIEX 5600, LC-UNKNOWN-QTOF, HIGH
unknown | 4500 | unknown | unknown | unknown | high | AB SCIEX 4500, LC-UNKNOWN-QQQ, HIGH
unknown | 4000 | unknown | unknown | unknown | high | AB SCIEX 4000, LC-UNKNOWN-QIT, HIGH
unknown | 3200 | unknown | unknown | unknown | low | AB SCIEX 3200, LC-UNKNOWN-QQQ, LOW
sciex | 3000 | lc | unknown | unknown | high | AB SCIEX 3000, LC-UNKNOWN-QQQ, HIGH
sciex | 2000 | lc | unknown | unknown | low | AB SCIEX 2000, LC-UNKNOWN-QQQ, LOW
sciex | 2000 | lc | unknown | unknown | low | AB SCIEX 2000, LC-UNKNOWN-QQQ, LOW
sciex | 7500 | lc | unknown | unknown | high | AB SCIEX 7500, LC-UNKNOWN-QQQ, HIGH
sciex | 5600 | lc | unknown | unknown | high | AB SCIEX 5600, LC-UNKNOWN-QTOF, HIGH
sciex | 3000 | lc | qqq | unknown | unknown | AB SCIEX 3000, LC-UNKNOWN-QQQ, UNKNOWN
sciex | 2000 | lc | qqq | unknown | unknown | AB SCIEX 2000, LC-UNKNOWN-QQQ, UNKNOWN
sciex | 7500 | lc | unknown | esi | unknown | AB SCIEX 7500, LC-ESI-QQQ, UNKNOWN
sciex | 5600 | lc | unknown | esi | unknown | AB SCIEX 5600, LC-ESI-QTOF, UNKNOWN
sciex | 4500 | lc | unknown | esi | unknown | AB SCIEX 4500, LC-ESI-QQQ, UNKNOWN
sciex | 4000 | lc | unknown | esi | unknown | AB SCIEX 4000, LC-ESI-QIT, UNKNOWN
sciex | 3200 | lc | unknown | esi | unknown | AB SCIEX 3200, LC-ESI-QQQ, UNKNOWN
sciex | 4500 | lc | unknown | unknown | high | AB SCIEX 4500, LC-UNKNOWN-QQQ, HIGH
sciex | 4000 | lc | unknown | unknown | high | AB SCIEX 4000, LC-UNKNOWN-QIT, HIGH
sciex | 3200 | lc | unknown | unknown | low | AB SCIEX 3200, LC-UNKNOWN-QQQ, LOW
unknown | 5600 | unknown | unknown | esi | unknown | AB SCIEX 5600, LC-ESI-QTOF, UNKNOWN
unknown | 4500 | unknown | unknown | esi | unknown | AB SCIEX 4500, LC-ESI-QQQ, UNKNOWN
unknown | 4000 | unknown | unknown | esi | unknown | AB SCIEX 4000, LC-ESI-QIT, UNKNOWN
unknown | 3200 | unknown | unknown | esi | unknown | AB SCIEX 3200, LC-ESI-QQQ, UNKNOWN
unknown | 3000 | unknown | unknown | unknown | high | AB SCIEX 3000, LC-UNKNOWN-QQQ, HIGH
unknown | 2000 | unknown | unknown | unknown | low | AB SCIEX 2000, LC-UNKNOWN-QQQ, LOW
unknown | 2000 | unknown | unknown | unknown | low | AB SCIEX 2000, LC-UNKNOWN-QQQ, LOW
unknown | 7500 | unknown | unknown | esi | high | AB SCIEX 7500, LC-ESI-QQQ, HIGH
unknown | 5600 | unknown | unknown | esi | high | AB SCIEX 5600, LC-ESI-QTOF, HIGH
unknown | 4500 | unknown | unknown | esi | high | AB SCIEX 4500, LC-ESI-QQQ, HIGH
unknown | 4000 | unknown | unknown | esi | high | AB SCIEX 4000, LC-ESI-QIT, HIGH
unknown | 3200 | unknown | unknown | esi | low | AB SCIEX 3200, LC-ESI-QQQ, LOW
sciex | 3000 | lc | unknown | esi | unknown | AB SCIEX 3000, LC-ESI-QQQ, UNKNOWN
sciex | 2000 | lc | unknown | appi | unknown | AB SCIEX 2000, LC-APPI-QQQ, UNKNOWN
sciex | 2000 | lc | unknown | esi | unknown | AB SCIEX 2000, LC-ESI-QQQ, UNKNOWN
unknown | 7500 | unknown | unknown | unknown | high | AB SCIEX 7500, LC-UNKNOWN-QQQ, HIGH
unknown | 3000 | unknown | unknown | esi | unknown | AB SCIEX 3000, LC-ESI-QQQ, UNKNOWN
sciex | 3000 | unknown | qqq | esi | unknown | AB SCIEX 3000, LC-ESI-QQQ, UNKNOWN
sciex | 2000 | unknown | qqq | appi | unknown | AB SCIEX 2000, LC-APPI-QQQ, UNKNOWN
sciex | 2000 | unknown | qqq | esi | unknown | AB SCIEX 2000, LC-ESI-QQQ, UNKNOWN
unknown | 2000 | unknown | unknown | appi | unknown | AB SCIEX 2000, LC-APPI-QQQ, UNKNOWN
unknown | 2000 | unknown | unknown | esi | unknown | AB SCIEX 2000, LC-ESI-QQQ, UNKNOWN
unknown | 7500 | unknown | unknown | esi | unknown | AB SCIEX 7500, LC-ESI-QQQ, UNKNOWN
sciex | 7500 | lc | unknown | esi | high | AB SCIEX 7500, LC-ESI-QQQ, HIGH
sciex | 5600 | lc | unknown | esi | high | AB SCIEX 5600, LC-ESI-QTOF, HIGH
sciex | 4500 | lc | unknown | esi | high | AB SCIEX 4500, LC-ESI-QQQ, HIGH
sciex | 4000 | lc | unknown | esi | high | AB SCIEX 4000, LC-ESI-QIT, HIGH
sciex | 3200 | lc | unknown | esi | low | AB SCIEX 3200, LC-ESI-QQQ, LOW
sciex | 5600 | lc | qtof | unknown | high | AB SCIEX 5600, LC-UNKNOWN-QTOF, HIGH
sciex | 4500 | lc | qqq | unknown | high | AB SCIEX 4500, LC-UNKNOWN-QQQ, HIGH
sciex | 4000 | lc | qit | unknown | high | AB SCIEX 4000, LC-UNKNOWN-QIT, HIGH
sciex | 3200 | lc | qqq | unknown | low | AB SCIEX 3200, LC-UNKNOWN-QQQ, LOW
unknown | 3000 | unknown | qqq | unknown | unknown | AB SCIEX 3000, LC-UNKNOWN-QQQ, UNKNOWN
unknown | 3000 | lc | qqq | esi | high | AB SCIEX 3000, LC-ESI-QQQ, HIGH
sciex | 3000 | unknown | qqq | esi | high | AB SCIEX 3000, LC-ESI-QQQ, HIGH
sciex | 2000 | unknown | qqq | appi | low | AB SCIEX 2000, LC-APPI-QQQ, LOW
sciex | 2000 | unknown | qqq | esi | low | AB SCIEX 2000, LC-ESI-QQQ, LOW
sciex | 7500 | unknown | qqq | esi | high | AB SCIEX 7500, LC-ESI-QQQ, HIGH
sciex | 5600 | unknown | qtof | esi | high | AB SCIEX 5600, LC-ESI-QTOF, HIGH
sciex | 4500 | unknown | qqq | esi | high | AB SCIEX 4500, LC-ESI-QQQ, HIGH
sciex | 4000 | unknown | qit | esi | high | AB SCIEX 4000, LC-ESI-QIT, HIGH
sciex | 3200 | unknown | qqq | esi | low | AB SCIEX 3200, LC-ESI-QQQ, LOW
sciex | 2000 | lc | qqq | unknown | unknown | AB SCIEX 2000, LC-UNKNOWN-QQQ, UNKNOWN
sciex | 7500 | lc | qqq | unknown | unknown | AB SCIEX 7500, LC-UNKNOWN-QQQ, UNKNOWN
unknown | 2000 | unknown | qqq | unknown | unknown | AB SCIEX 2000, LC-UNKNOWN-QQQ, UNKNOWN
unknown | 2000 | unknown | qqq | unknown | unknown | AB SCIEX 2000, LC-UNKNOWN-QQQ, UNKNOWN
unknown | 7500 | unknown | qqq | unknown | unknown | AB SCIEX 7500, LC-UNKNOWN-QQQ, UNKNOWN
unknown | 5600 | unknown | qtof | unknown | unknown | AB SCIEX 5600, LC-UNKNOWN-QTOF, UNKNOWN
unknown | 4500 | unknown | qqq | unknown | unknown | AB SCIEX 4500, LC-UNKNOWN-QQQ, UNKNOWN
unknown | 4000 | unknown | qit | unknown | unknown | AB SCIEX 4000, LC-UNKNOWN-QIT, UNKNOWN
unknown | 3200 | unknown | qqq | unknown | unknown | AB SCIEX 3200, LC-UNKNOWN-QQQ, UNKNOWN
unknown | 3000 | lc | unknown | unknown | unknown | AB SCIEX 3000, LC-UNKNOWN-QQQ, UNKNOWN
unknown | 2000 | lc | unknown | unknown | unknown | AB SCIEX 2000, LC-UNKNOWN-QQQ, UNKNOWN
unknown | 2000 | lc | unknown | unknown | unknown | AB SCIEX 2000, LC-UNKNOWN-QQQ, UNKNOWN
unknown | 7500 | lc | unknown | unknown | unknown | AB SCIEX 7500, LC-UNKNOWN-QQQ, UNKNOWN
unknown | 5600 | lc | unknown | unknown | unknown | AB SCIEX 5600, LC-UNKNOWN-QTOF, UNKNOWN
unknown | 4500 | lc | unknown | unknown | unknown | AB SCIEX 4500, LC-UNKNOWN-QQQ, UNKNOWN
unknown | 4000 | lc | unknown | unknown | unknown | AB SCIEX 4000, LC-UNKNOWN-QIT, UNKNOWN
unknown | 3200 | lc | unknown | unknown | unknown | AB SCIEX 3200, LC-UNKNOWN-QQQ, UNKNOWN
sciex | 7500 | unknown | qqq | esi | unknown | AB SCIEX 7500, LC-ESI-QQQ, UNKNOWN
sciex | 5600 | unknown | qtof | esi | unknown | AB SCIEX 5600, LC-ESI-QTOF, UNKNOWN
sciex | 4500 | unknown | qqq | esi | unknown | AB SCIEX 4500, LC-ESI-QQQ, UNKNOWN
unknown | 3000 | unknown | unknown | esi | high | AB SCIEX 3000, LC-ESI-QQQ, HIGH
unknown | 2000 | unknown | unknown | appi | low | AB SCIEX 2000, LC-APPI-QQQ, LOW
unknown | 2000 | unknown | unknown | esi | low | AB SCIEX 2000, LC-ESI-QQQ, LOW
unknown | 3000 | unknown | qqq | unknown | high | AB SCIEX 3000, LC-UNKNOWN-QQQ, HIGH
unknown | 2000 | unknown | qqq | unknown | low | AB SCIEX 2000, LC-UNKNOWN-QQQ, LOW
unknown | 2000 | unknown | qqq | unknown | low | AB SCIEX 2000, LC-UNKNOWN-QQQ, LOW
unknown | 7500 | unknown | qqq | unknown | high | AB SCIEX 7500, LC-UNKNOWN-QQQ, HIGH
unknown | 5600 | unknown | qtof | unknown | high | AB SCIEX 5600, LC-UNKNOWN-QTOF, HIGH
unknown | 4500 | unknown | qqq | unknown | high | AB SCIEX 4500, LC-UNKNOWN-QQQ, HIGH
unknown | 4000 | unknown | qit | unknown | high | AB SCIEX 4000, LC-UNKNOWN-QIT, HIGH
unknown | 3200 | unknown | qqq | unknown | low | AB SCIEX 3200, LC-UNKNOWN-QQQ, LOW
sciex | 4000 | unknown | qit | esi | unknown | AB SCIEX 4000, LC-ESI-QIT, UNKNOWN
sciex | 3200 | unknown | qqq | esi | unknown | AB SCIEX 3200, LC-ESI-QQQ, UNKNOWN
sciex | 3000 | unknown | qqq | unknown | high | AB SCIEX 3000, LC-UNKNOWN-QQQ, HIGH
sciex | 5600 | unknown | unknown | esi | high | AB SCIEX 5600, LC-ESI-QTOF, HIGH
sciex | 4500 | unknown | unknown | esi | high | AB SCIEX 4500, LC-ESI-QQQ, HIGH
sciex | 2000 | unknown | qqq | unknown | low | AB SCIEX 2000, LC-UNKNOWN-QQQ, LOW
sciex | 2000 | unknown | qqq | unknown | low | AB SCIEX 2000, LC-UNKNOWN-QQQ, LOW
unknown | 2000 | lc | unknown | unknown | low | AB SCIEX 2000, LC-UNKNOWN-QQQ, LOW
unknown | 7500 | unknown | qqq | esi | unknown | AB SCIEX 7500, LC-ESI-QQQ, UNKNOWN
unknown | 5600 | unknown | qtof | esi | unknown | AB SCIEX 5600, LC-ESI-QTOF, UNKNOWN
unknown | 4500 | unknown | qqq | esi | unknown | AB SCIEX 4500, LC-ESI-QQQ, UNKNOWN
unknown | 4000 | unknown | qit | esi | unknown | AB SCIEX 4000, LC-ESI-QIT, UNKNOWN
unknown | 3200 | unknown | qqq | esi | unknown | AB SCIEX 3200, LC-ESI-QQQ, UNKNOWN
unknown | 5600 | lc | unknown | unknown | high | AB SCIEX 5600, LC-UNKNOWN-QTOF, HIGH
unknown | 4500 | lc | unknown | unknown | high | AB SCIEX 4500, LC-UNKNOWN-QQQ, HIGH
unknown | 4000 | lc | unknown | unknown | high | AB SCIEX 4000, LC-UNKNOWN-QIT, HIGH
unknown | 3200 | lc | unknown | unknown | low | AB SCIEX 3200, LC-UNKNOWN-QQQ, LOW
sciex | 7500 | unknown | qqq | unknown | high | AB SCIEX 7500, LC-UNKNOWN-QQQ, HIGH
sciex | 5600 | unknown | qtof | unknown | high | AB SCIEX 5600, LC-UNKNOWN-QTOF, HIGH
sciex | 4500 | unknown | qqq | unknown | high | AB SCIEX 4500, LC-UNKNOWN-QQQ, HIGH
sciex | 4000 | unknown | qit | unknown | high | AB SCIEX 4000, LC-UNKNOWN-QIT, HIGH
sciex | 3200 | unknown | qqq | unknown | low | AB SCIEX 3200, LC-UNKNOWN-QQQ, LOW
sciex | 4000 | unknown | unknown | esi | high | AB SCIEX 4000, LC-ESI-QIT, HIGH
sciex | 3200 | unknown | unknown | esi | low | AB SCIEX 3200, LC-ESI-QQQ, LOW
sciex | 3000 | unknown | unknown | esi | high | AB SCIEX 3000, LC-ESI-QQQ, HIGH
unknown | 5600 | lc | unknown | esi | unknown | AB SCIEX 5600, LC-ESI-QTOF, UNKNOWN
unknown | 4500 | lc | unknown | esi | unknown | AB SCIEX 4500, LC-ESI-QQQ, UNKNOWN
unknown | 4000 | lc | unknown | esi | unknown | AB SCIEX 4000, LC-ESI-QIT, UNKNOWN
unknown | 3200 | lc | unknown | esi | unknown | AB SCIEX 3200, LC-ESI-QQQ, UNKNOWN
unknown | 3000 | unknown | qqq | esi | unknown | AB SCIEX 3000, LC-ESI-QQQ, UNKNOWN
unknown | 2000 | unknown | qqq | appi | unknown | AB SCIEX 2000, LC-APPI-QQQ, UNKNOWN
unknown | 2000 | unknown | qqq | esi | unknown | AB SCIEX 2000, LC-ESI-QQQ, UNKNOWN
unknown | 3000 | lc | unknown | unknown | high | AB SCIEX 3000, LC-UNKNOWN-QQQ, HIGH
sciex | 2000 | unknown | unknown | appi | low | AB SCIEX 2000, LC-APPI-QQQ, LOW
sciex | 2000 | unknown | unknown | esi | low | AB SCIEX 2000, LC-ESI-QQQ, LOW
sciex | 7500 | unknown | unknown | esi | high | AB SCIEX 7500, LC-ESI-QQQ, HIGH
unknown | 3000 | lc | qqq | unknown | high | AB SCIEX 3000, LC-UNKNOWN-QQQ, HIGH
unknown | 2000 | lc | qqq | unknown | low | AB SCIEX 2000, LC-UNKNOWN-QQQ, LOW
unknown | 2000 | lc | qqq | unknown | low | AB SCIEX 2000, LC-UNKNOWN-QQQ, LOW
unknown | 3000 | lc | qqq | esi | unknown | AB SCIEX 3000, LC-ESI-QQQ, UNKNOWN
unknown | 2000 | lc | qqq | appi | unknown | AB SCIEX 2000, LC-APPI-QQQ, UNKNOWN
unknown | 2000 | lc | qqq | esi | unknown | AB SCIEX 2000, LC-ESI-QQQ, UNKNOWN
unknown | 7500 | lc | qqq | esi | unknown | AB SCIEX 7500, LC-ESI-QQQ, UNKNOWN
unknown | 5600 | lc | qtof | esi | unknown | AB SCIEX 5600, LC-ESI-QTOF, UNKNOWN
unknown | 2000 | lc | unknown | unknown | low | AB SCIEX 2000, LC-UNKNOWN-QQQ, LOW
unknown | 7500 | lc | unknown | unknown | high | AB SCIEX 7500, LC-UNKNOWN-QQQ, HIGH
unknown | 3000 | lc | unknown | esi | unknown | AB SCIEX 3000, LC-ESI-QQQ, UNKNOWN
unknown | 2000 | lc | unknown | appi | unknown | AB SCIEX 2000, LC-APPI-QQQ, UNKNOWN
unknown | 2000 | lc | unknown | esi | unknown | AB SCIEX 2000, LC-ESI-QQQ, UNKNOWN
unknown | 7500 | lc | unknown | esi | unknown | AB SCIEX 7500, LC-ESI-QQQ, UNKNOWN
unknown | 4500 | lc | qqq | esi | unknown | AB SCIEX 4500, LC-ESI-QQQ, UNKNOWN
unknown | 4000 | lc | qit | esi | unknown | AB SCIEX 4000, LC-ESI-QIT, UNKNOWN
unknown | 3200 | lc | qqq | esi | unknown | AB SCIEX 3200, LC-ESI-QQQ, UNKNOWN
unknown | 4500 | lc | qqq | unknown | high | AB SCIEX 4500, LC-UNKNOWN-QQQ, HIGH
unknown | 4000 | lc | qit | unknown | high | AB SCIEX 4000, LC-UNKNOWN-QIT, HIGH
unknown | 3200 | lc | qqq | unknown | low | AB SCIEX 3200, LC-UNKNOWN-QQQ, LOW
unknown | 3000 | lc | unknown | esi | high | AB SCIEX 3000, LC-ESI-QQQ, HIGH
unknown | 3000 | lc | qqq | unknown | unknown | AB SCIEX 3000, LC-UNKNOWN-QQQ, UNKNOWN
unknown | 2000 | lc | qqq | unknown | unknown | AB SCIEX 2000, LC-UNKNOWN-QQQ, UNKNOWN
unknown | 2000 | lc | qqq | unknown | unknown | AB SCIEX 2000, LC-UNKNOWN-QQQ, UNKNOWN
sciex | 2000 | lc | unknown | unknown | unknown | AB SCIEX 2000, LC-UNKNOWN-QQQ, UNKNOWN
sciex | 2000 | lc | unknown | unknown | unknown | AB SCIEX 2000, LC-UNKNOWN-QQQ, UNKNOWN
sciex | 7500 | lc | unknown | unknown | unknown | AB SCIEX 7500, LC-UNKNOWN-QQQ, UNKNOWN
unknown | 7500 | lc | qqq | unknown | unknown | AB SCIEX 7500, LC-UNKNOWN-QQQ, UNKNOWN
unknown | 5600 | lc | qtof | unknown | unknown | AB SCIEX 5600, LC-UNKNOWN-QTOF, UNKNOWN
unknown | 4500 | lc | qqq | unknown | unknown | AB SCIEX 4500, LC-UNKNOWN-QQQ, UNKNOWN
unknown | 4000 | lc | qit | unknown | unknown | AB SCIEX 4000, LC-UNKNOWN-QIT, UNKNOWN
unknown | 3200 | lc | qqq | unknown | unknown | AB SCIEX 3200, LC-UNKNOWN-QQQ, UNKNOWN
sciex | 3000 | lc | unknown | esi | high | AB SCIEX 3000, LC-ESI-QQQ, HIGH
sciex | 2000 | lc | unknown | appi | low | AB SCIEX 2000, LC-APPI-QQQ, LOW
sciex | 2000 | lc | unknown | esi | low | AB SCIEX 2000, LC-ESI-QQQ, LOW
sciex | 3000 | lc | qqq | unknown | high | AB SCIEX 3000, LC-UNKNOWN-QQQ, HIGH
sciex | 2000 | lc | qqq | unknown | low | AB SCIEX 2000, LC-UNKNOWN-QQQ, LOW
unknown | 5600 | unknown | qtof | esi | high | AB SCIEX 5600, LC-ESI-QTOF, HIGH
unknown | 4500 | unknown | qqq | esi | high | AB SCIEX 4500, LC-ESI-QQQ, HIGH
unknown | 2000 | lc | unknown | appi | low | AB SCIEX 2000, LC-APPI-QQQ, LOW
unknown | 2000 | lc | unknown | esi | low | AB SCIEX 2000, LC-ESI-QQQ, LOW
unknown | 7500 | lc | unknown | esi | high | AB SCIEX 7500, LC-ESI-QQQ, HIGH
unknown | 5600 | lc | unknown | esi | high | AB SCIEX 5600, LC-ESI-QTOF, HIGH
unknown | 4500 | lc | unknown | esi | high | AB SCIEX 4500, LC-ESI-QQQ, HIGH
unknown | 4000 | lc | unknown | esi | high | AB SCIEX 4000, LC-ESI-QIT, HIGH
unknown | 3200 | lc | unknown | esi | low | AB SCIEX 3200, LC-ESI-QQQ, LOW
unknown | 7500 | lc | qqq | unknown | high | AB SCIEX 7500, LC-UNKNOWN-QQQ, HIGH
unknown | 5600 | lc | qtof | unknown | high | AB SCIEX 5600, LC-UNKNOWN-QTOF, HIGH
sciex | 5600 | unknown | unknown | unknown | unknown | AB SCIEX 5600, LC-UNKNOWN-QTOF, UNKNOWN
sciex | 4500 | unknown | unknown | unknown | unknown | AB SCIEX 4500, LC-UNKNOWN-QQQ, UNKNOWN
sciex | 4000 | unknown | unknown | unknown | unknown | AB SCIEX 4000, LC-UNKNOWN-QIT, UNKNOWN
sciex | 3200 | unknown | unknown | unknown | unknown | AB SCIEX 3200, LC-UNKNOWN-QQQ, UNKNOWN
unknown | 4000 | unknown | qit | esi | high | AB SCIEX 4000, LC-ESI-QIT, HIGH
sciex | 3200 | lc | unknown | unknown | unknown | AB SCIEX 3200, LC-UNKNOWN-QQQ, UNKNOWN
sciex | 3000 | unknown | qqq | unknown | unknown | AB SCIEX 3000, LC-UNKNOWN-QQQ, UNKNOWN
sciex | 2000 | unknown | qqq | unknown | unknown | AB SCIEX 2000, LC-UNKNOWN-QQQ, UNKNOWN
sciex | 2000 | unknown | qqq | unknown | unknown | AB SCIEX 2000, LC-UNKNOWN-QQQ, UNKNOWN
sciex | 7500 | unknown | qqq | unknown | unknown | AB SCIEX 7500, LC-UNKNOWN-QQQ, UNKNOWN
sciex | 3000 | lc | unknown | unknown | unknown | AB SCIEX 3000, LC-UNKNOWN-QQQ, UNKNOWN
unknown | 3200 | unknown | qqq | esi | low | AB SCIEX 3200, LC-ESI-QQQ, LOW
unknown | 3000 | unknown | qqq | esi | high | AB SCIEX 3000, LC-ESI-QQQ, HIGH
unknown | 2000 | unknown | qqq | appi | low | AB SCIEX 2000, LC-APPI-QQQ, LOW
unknown | 2000 | unknown | qqq | esi | low | AB SCIEX 2000, LC-ESI-QQQ, LOW
unknown | 7500 | unknown | qqq | esi | high | AB SCIEX 7500, LC-ESI-QQQ, HIGH
sciex | 3200 | lc | qqq | esi | unknown | AB SCIEX 3200, LC-ESI-QQQ, UNKNOWN
sciex | 5600 | unknown | qtof | unknown | unknown | AB SCIEX 5600, LC-UNKNOWN-QTOF, UNKNOWN
sciex | 4500 | unknown | qqq | unknown | unknown | AB SCIEX 4500, LC-UNKNOWN-QQQ, UNKNOWN
sciex | 4000 | unknown | qit | unknown | unknown | AB SCIEX 4000, LC-UNKNOWN-QIT, UNKNOWN
sciex | 3200 | unknown | qqq | unknown | unknown | AB SCIEX 3200, LC-UNKNOWN-QQQ, UNKNOWN
sciex | 3000 | unknown | unknown | esi | unknown | AB SCIEX 3000, LC-ESI-QQQ, UNKNOWN
sciex | 2000 | unknown | unknown | appi | unknown | AB SCIEX 2000, LC-APPI-QQQ, UNKNOWN
sciex | 2000 | unknown | unknown | esi | unknown | AB SCIEX 2000, LC-ESI-QQQ, UNKNOWN
sciex | 3000 | unknown | unknown | unknown | high | AB SCIEX 3000, LC-UNKNOWN-QQQ, HIGH
sciex | 5600 | lc | unknown | unknown | unknown | AB SCIEX 5600, LC-UNKNOWN-QTOF, UNKNOWN
sciex | 4500 | lc | unknown | unknown | unknown | AB SCIEX 4500, LC-UNKNOWN-QQQ, UNKNOWN
sciex | 4000 | lc | unknown | unknown | unknown | AB SCIEX 4000, LC-UNKNOWN-QIT, UNKNOWN
sciex | 3000 | unknown | unknown | unknown | unknown | AB SCIEX 3000, LC-UNKNOWN-QQQ, UNKNOWN
sciex | 2000 | unknown | unknown | unknown | unknown | AB SCIEX 2000, LC-UNKNOWN-QQQ, UNKNOWN
sciex | 2000 | unknown | unknown | unknown | unknown | AB SCIEX 2000, LC-UNKNOWN-QQQ, UNKNOWN
sciex | 7500 | unknown | unknown | unknown | unknown | AB SCIEX 7500, LC-UNKNOWN-QQQ, UNKNOWN
sciex | 2000 | lc | qqq | unknown | low | AB SCIEX 2000, LC-UNKNOWN-QQQ, LOW
sciex | 7500 | lc | qqq | unknown | high | AB SCIEX 7500, LC-UNKNOWN-QQQ, HIGH
sciex | 3000 | lc | qqq | esi | unknown | AB SCIEX 3000, LC-ESI-QQQ, UNKNOWN
sciex | 2000 | lc | qqq | appi | unknown | AB SCIEX 2000, LC-APPI-QQQ, UNKNOWN
sciex | 2000 | lc | qqq | esi | unknown | AB SCIEX 2000, LC-ESI-QQQ, UNKNOWN
sciex | 2000 | unknown | unknown | unknown | low | AB SCIEX 2000, LC-UNKNOWN-QQQ, LOW
sciex | 2000 | unknown | unknown | unknown | low | AB SCIEX 2000, LC-UNKNOWN-QQQ, LOW
sciex | 7500 | unknown | unknown | unknown | high | AB SCIEX 7500, LC-UNKNOWN-QQQ, HIGH
sciex | 5600 | unknown | unknown | unknown | high | AB SCIEX 5600, LC-UNKNOWN-QTOF, HIGH
sciex | 4500 | unknown | unknown | unknown | high | AB SCIEX 4500, LC-UNKNOWN-QQQ, HIGH
sciex | 4000 | unknown | unknown | unknown | high | AB SCIEX 4000, LC-UNKNOWN-QIT, HIGH
sciex | 3200 | unknown | unknown | unknown | low | AB SCIEX 3200, LC-UNKNOWN-QQQ, LOW
sciex | 7500 | unknown | unknown | esi | unknown | AB SCIEX 7500, LC-ESI-QQQ, UNKNOWN
sciex | 5600 | unknown | unknown | esi | unknown | AB SCIEX 5600, LC-ESI-QTOF, UNKNOWN
sciex | 4500 | unknown | unknown | esi | unknown | AB SCIEX 4500, LC-ESI-QQQ, UNKNOWN
sciex | 4000 | unknown | unknown | esi | unknown | AB SCIEX 4000, LC-ESI-QIT, UNKNOWN
sciex | 3200 | unknown | unknown | esi | unknown | AB SCIEX 3200, LC-ESI-QQQ, UNKNOWN
unknown | 5600 | lc | qtof | esi | high | AB SCIEX 5600, LC-ESI-QTOF, HIGH
unknown | 4500 | lc | qqq | esi | high | AB SCIEX 4500, LC-ESI-QQQ, HIGH
unknown | 4000 | lc | qit | esi | high | AB SCIEX 4000, LC-ESI-QIT, HIGH
unknown | 3200 | lc | qqq | esi | low | AB SCIEX 3200, LC-ESI-QQQ, LOW
unknown | 7500 | unknown | unknown | unknown | unknown | AB SCIEX 7500, LC-UNKNOWN-QQQ, UNKNOWN
unknown | 5600 | unknown | unknown | unknown | unknown | AB SCIEX 5600, LC-UNKNOWN-QTOF, UNKNOWN
unknown | 4500 | unknown | unknown | unknown | unknown | AB SCIEX 4500, LC-UNKNOWN-QQQ, UNKNOWN
unknown | 4000 | unknown | unknown | unknown | unknown | AB SCIEX 4000, LC-UNKNOWN-QIT, UNKNOWN
unknown | 3200 | unknown | unknown | unknown | unknown | AB SCIEX 3200, LC-UNKNOWN-QQQ, UNKNOWN
sciex | 365 | lc | qqq | esi | high | AB SCIEX 365, LC-ESI-QQQ, HIGH
sciex | iii | lc | qqq | esi | low | AB SCIEX III, LC-ESI-QQQ, LOW
sciex | iii | unknown | unknown | unknown | low | AB SCIEX III, LC-UNKNOWN-QQQ, LOW
unknown | 365 | unknown | unknown | unknown | unknown | AB SCIEX 365, LC-UNKNOWN-QQQ, UNKNOWN
unknown | iii | unknown | unknown | unknown | unknown | AB SCIEX III, LC-UNKNOWN-QQQ, UNKNOWN
sciex | 365 | lc | qqq | esi | unknown | AB SCIEX 365, LC-ESI-QQQ, UNKNOWN
sciex | 365 | unknown | unknown | unknown | unknown | AB SCIEX 365, LC-UNKNOWN-QQQ, UNKNOWN
sciex | iii | unknown | unknown | unknown | unknown | AB SCIEX III, LC-UNKNOWN-QQQ, UNKNOWN
sciex | iii | lc | qqq | esi | unknown | AB SCIEX III, LC-ESI-QQQ, UNKNOWN
unknown | 365 | unknown | qqq | esi | high | AB SCIEX 365, LC-ESI-QQQ, HIGH
unknown | iii | unknown | qqq | esi | low | AB SCIEX III, LC-ESI-QQQ, LOW
sciex | 365 | lc | qqq | unknown | high | AB SCIEX 365, LC-UNKNOWN-QQQ, HIGH
sciex | iii | lc | qqq | unknown | low | AB SCIEX III, LC-UNKNOWN-QQQ, LOW
sciex | 365 | lc | unknown | esi | high | AB SCIEX 365, LC-ESI-QQQ, HIGH
sciex | iii | lc | unknown | esi | low | AB SCIEX III, LC-ESI-QQQ, LOW
unknown | 365 | lc | qqq | unknown | high | AB SCIEX 365, LC-UNKNOWN-QQQ, HIGH
unknown | iii | lc | qqq | unknown | low | AB SCIEX III, LC-UNKNOWN-QQQ, LOW
unknown | 365 | lc | unknown | esi | high | AB SCIEX 365, LC-ESI-QQQ, HIGH
unknown | iii | lc | unknown | esi | low | AB SCIEX III, LC-ESI-QQQ, LOW
unknown | 365 | lc | qqq | esi | unknown | AB SCIEX 365, LC-ESI-QQQ, UNKNOWN
unknown | iii | lc | qqq | esi | unknown | AB SCIEX III, LC-ESI-QQQ, UNKNOWN
sciex | 365 | unknown | unknown | esi | high | AB SCIEX 365, LC-ESI-QQQ, HIGH
sciex | iii | unknown | unknown | esi | low | AB SCIEX III, LC-ESI-QQQ, LOW
unknown | 365 | lc | unknown | unknown | unknown | AB SCIEX 365, LC-UNKNOWN-QQQ, UNKNOWN
unknown | iii | lc | unknown | unknown | unknown | AB SCIEX III, LC-UNKNOWN-QQQ, UNKNOWN
sciex | 365 | unknown | qqq | unknown | high | AB SCIEX 365, LC-UNKNOWN-QQQ, HIGH
sciex | iii | unknown | qqq | unknown | low | AB SCIEX III, LC-UNKNOWN-QQQ, LOW
unknown | 365 | unknown | qqq | unknown | unknown | AB SCIEX 365, LC-UNKNOWN-QQQ, UNKNOWN
unknown | iii | unknown | qqq | unknown | unknown | AB SCIEX III, LC-UNKNOWN-QQQ, UNKNOWN
unknown | 365 | unknown | unknown | esi | unknown | AB SCIEX 365, LC-ESI-QQQ, UNKNOWN
unknown | iii | unknown | unknown | esi | unknown | AB SCIEX III, LC-ESI-QQQ, UNKNOWN
sciex | 365 | unknown | qqq | esi | unknown | AB SCIEX 365, LC-ESI-QQQ, UNKNOWN
sciex | iii | unknown | qqq | esi | unknown | AB SCIEX III, LC-ESI-QQQ, UNKNOWN
unknown | 365 | unknown | unknown | unknown | high | AB SCIEX 365, LC-UNKNOWN-QQQ, HIGH
unknown | iii | unknown | unknown | unknown | low | AB SCIEX III, LC-UNKNOWN-QQQ, LOW
sciex | 365 | lc | unknown | unknown | high | AB SCIEX 365, LC-UNKNOWN-QQQ, HIGH
sciex | iii | lc | unknown | unknown | low | AB SCIEX III, LC-UNKNOWN-QQQ, LOW
sciex | 365 | lc | qqq | unknown | unknown | AB SCIEX 365, LC-UNKNOWN-QQQ, UNKNOWN
sciex | iii | lc | qqq | unknown | unknown | AB SCIEX III, LC-UNKNOWN-QQQ, UNKNOWN
sciex | 365 | lc | unknown | esi | unknown | AB SCIEX 365, LC-ESI-QQQ, UNKNOWN
sciex | iii | lc | unknown | esi | unknown | AB SCIEX III, LC-ESI-QQQ, UNKNOWN
unknown | 365 | unknown | unknown | esi | high | AB SCIEX 365, LC-ESI-QQQ, HIGH
unknown | iii | unknown | unknown | esi | low | AB SCIEX III, LC-ESI-QQQ, LOW
sciex | 365 | unknown | qqq | esi | high | AB SCIEX 365, LC-ESI-QQQ, HIGH
sciex | iii | unknown | qqq | esi | low | AB SCIEX III, LC-ESI-QQQ, LOW
unknown | 365 | lc | qqq | esi | high | AB SCIEX 365, LC-ESI-QQQ, HIGH
unknown | iii | lc | qqq | esi | low | AB SCIEX III, LC-ESI-QQQ, LOW
unknown | 365 | unknown | qqq | unknown | high | AB SCIEX 365, LC-UNKNOWN-QQQ, HIGH
unknown | iii | unknown | qqq | unknown | low | AB SCIEX III, LC-UNKNOWN-QQQ, LOW
unknown | 365 | lc | unknown | unknown | high | AB SCIEX 365, LC-UNKNOWN-QQQ, HIGH
unknown | iii | lc | unknown | unknown | low | AB SCIEX III, LC-UNKNOWN-QQQ, LOW
unknown | 365 | unknown | qqq | esi | unknown | AB SCIEX 365, LC-ESI-QQQ, UNKNOWN
unknown | iii | unknown | qqq | esi | unknown | AB SCIEX III, LC-ESI-QQQ, UNKNOWN
unknown | 365 | lc | unknown | esi | unknown | AB SCIEX 365, LC-ESI-QQQ, UNKNOWN
sciex | 365 | lc | unknown | unknown | unknown | AB SCIEX 365, LC-UNKNOWN-QQQ, UNKNOWN
sciex | iii | lc | unknown | unknown | unknown | AB SCIEX III, LC-UNKNOWN-QQQ, UNKNOWN
unknown | iii | lc | unknown | esi | unknown | AB SCIEX III, LC-ESI-QQQ, UNKNOWN
unknown | 365 | lc | qqq | unknown | unknown | AB SCIEX 365, LC-UNKNOWN-QQQ, UNKNOWN
unknown | iii | lc | qqq | unknown | unknown | AB SCIEX III, LC-UNKNOWN-QQQ, UNKNOWN
sciex | 365 | unknown | qqq | unknown | unknown | AB SCIEX 365, LC-UNKNOWN-QQQ, UNKNOWN
sciex | iii | unknown | qqq | unknown | unknown | AB SCIEX III, LC-UNKNOWN-QQQ, UNKNOWN
sciex | 365 | unknown | unknown | unknown | high | AB SCIEX 365, LC-UNKNOWN-QQQ, HIGH
sciex | 365 | unknown | unknown | esi | unknown | AB SCIEX 365, LC-ESI-QQQ, UNKNOWN
sciex | iii | unknown | unknown | esi | unknown | AB SCIEX III, LC-ESI-QQQ, UNKNOWN
shimadzu | lkb 9000b | unknown | b | ci | low | Shimadzu LKB-9000B, GC-CI-B, LOW
shimadzu | lkb 9000b | gc | unknown | ci | low | Shimadzu LKB-9000B, GC-CI-B, LOW
shimadzu | lkb 9000b | unknown | unknown | unknown | unknown | Shimadzu LKB-9000B, GC-UNKNOWN-B, UNKNOWN
unknown | lkb 9000b | gc | unknown | ci | low | Shimadzu LKB-9000B, GC-CI-B, LOW
unknown | lkb 9000b | gc | unknown | unknown | unknown | Shimadzu LKB-9000B, GC-UNKNOWN-B, UNKNOWN
unknown | lkb 9000b | unknown | unknown | ci | unknown | Shimadzu LKB-9000B, GC-CI-B, UNKNOWN
unknown | lkb 9000b | unknown | unknown | unknown | low | Shimadzu LKB-9000B, GC-UNKNOWN-B, LOW
shimadzu | lkb 9000b | gc | b | ci | unknown | Shimadzu LKB-9000B, GC-CI-B, UNKNOWN
unknown | lkb 9000b | unknown | b | ci | low | Shimadzu LKB-9000B, GC-CI-B, LOW
shimadzu | lkb 9000b | gc | b | unknown | low | Shimadzu LKB-9000B, GC-UNKNOWN-B, LOW
unknown | lkb 9000b | unknown | b | unknown | unknown | Shimadzu LKB-9000B, GC-UNKNOWN-B, UNKNOWN
unknown | lkb 9000b | gc | b | ci | unknown | Shimadzu LKB-9000B, GC-CI-B, UNKNOWN
unknown | lkb 9000b | gc | b | unknown | low | Shimadzu LKB-9000B, GC-UNKNOWN-B, LOW
shimadzu | lkb 9000b | gc | b | unknown | unknown | Shimadzu LKB-9000B, GC-UNKNOWN-B, UNKNOWN
unknown | lkb 9000b | unknown | unknown | ci | low | Shimadzu LKB-9000B, GC-CI-B, LOW
shimadzu | lkb 9000b | gc | unknown | ci | unknown | Shimadzu LKB-9000B, GC-CI-B, UNKNOWN
shimadzu | lkb 9000b | gc | unknown | unknown | low | Shimadzu LKB-9000B, GC-UNKNOWN-B, LOW
shimadzu | lkb 9000b | unknown | b | ci | unknown | Shimadzu LKB-9000B, GC-CI-B, UNKNOWN
shimadzu | lkb 9000b | unknown | unknown | ci | low | Shimadzu LKB-9000B, GC-CI-B, LOW
shimadzu | lkb 9000b | unknown | b | unknown | low | Shimadzu LKB-9000B, GC-UNKNOWN-B, LOW
shimadzu | lkb 9000b | gc | unknown | unknown | unknown | Shimadzu LKB-9000B, GC-UNKNOWN-B, UNKNOWN
shimadzu | lkb 9000b | unknown | b | unknown | unknown | Shimadzu LKB-9000B, GC-UNKNOWN-B, UNKNOWN
unknown | lkb 9000b | unknown | b | ci | unknown | Shimadzu LKB-9000B, GC-CI-B, UNKNOWN
unknown | lkb 9000b | unknown | b | unknown | low | Shimadzu LKB-9000B, GC-UNKNOWN-B, LOW
shimadzu | lkb 9000b | unknown | unknown | ci | unknown | Shimadzu LKB-9000B, GC-CI-B, UNKNOWN
shimadzu | lkb 9000b | unknown | unknown | unknown | low | Shimadzu LKB-9000B, GC-UNKNOWN-B, LOW
unknown | lkb 9000b | gc | unknown | unknown | low | Shimadzu LKB-9000B, GC-UNKNOWN-B, LOW
unknown | lkb 9000b | gc | b | unknown | unknown | Shimadzu LKB-9000B, GC-UNKNOWN-B, UNKNOWN
unknown | lkb 9000b | gc | unknown | ci | unknown | Shimadzu LKB-9000B, GC-CI-B, UNKNOWN
unknown | lkb 9000b | unknown | unknown | unknown | unknown | Shimadzu LKB-9000B, GC-UNKNOWN-B, UNKNOWN
shimadzu | lkb 9000b | gc | b | ci | low | Shimadzu LKB-9000B, GC-CI-B, LOW
unknown | lkb 9000b | gc | b | ci | low | Shimadzu LKB-9000B, GC-CI-B, LOW
shimadzu | unknown | unknown | qit | unknown | unknown | Shimadzu instrument, UNKNOWN-UNKNOWN-QIT, UNKNOWN
unknown | unknown | unknown | ittof | unknown | unknown | UNKNOWN, UNKNOWN-UNKNOWN-ITTOF, UNKNOWN
shimadzu | unknown | unknown | unknown | esi | unknown | Shimadzu instrument, LC-ESI-UNKNOWN, UNKNOWN
shimadzu | unknown | unknown | unknown | ci | unknown | Shimadzu instrument, GC-CI-UNKNOWN, UNKNOWN
shimadzu | unknown | lc | unknown | unknown | unknown | Shimadzu instrument, LC-UNKNOWN-UNKNOWN, UNKNOWN
shimadzu | unknown | lc | unknown | unknown | unknown | Shimadzu instrument, LC-UNKNOWN-UNKNOWN, UNKNOWN
shimadzu | unknown | gc | unknown | unknown | unknown | Shimadzu instrument, GC-UNKNOWN-UNKNOWN, UNKNOWN
unknown | unknown | unknown | unknown | esi | unknown | UNKNOWN, LC-ESI-UNKNOWN, UNKNOWN
unknown | unknown | unknown | unknown | maldi | unknown | UNKNOWN, LC-MALDI-UNKNOWN, UNKNOWN
unknown | unknown | unknown | unknown | esi | unknown | UNKNOWN, LC-ESI-UNKNOWN, UNKNOWN
unknown | unknown | unknown | unknown | apci | unknown | UNKNOWN, LC-APCI-UNKNOWN, UNKNOWN
unknown | unknown | unknown | unknown | esi | unknown | UNKNOWN, LC-ESI-UNKNOWN, UNKNOWN
unknown | unknown | unknown | qit | unknown | unknown | UNKNOWN, UNKNOWN-UNKNOWN-QIT, UNKNOWN
shimadzu | unknown | unknown | unknown | maldi | unknown | Shimadzu instrument, LC-MALDI-UNKNOWN, UNKNOWN
shimadzu | unknown | unknown | unknown | unknown | low | Shimadzu instrument, UNKNOWN, LOW
shimadzu | unknown | unknown | b | unknown | unknown | Shimadzu instrument, UNKNOWN-UNKNOWN-B, UNKNOWN
shimadzu | unknown | unknown | qq | unknown | unknown | Shimadzu instrument, UNKNOWN-UNKNOWN-QQ, UNKNOWN
shimadzu | unknown | unknown | q | unknown | unknown | Shimadzu instrument, UNKNOWN-UNKNOWN-Q, UNKNOWN
shimadzu | unknown | unknown | q | unknown | unknown | Shimadzu instrument, UNKNOWN-UNKNOWN-Q, UNKNOWN
shimadzu | unknown | unknown | ittof | unknown | unknown | Shimadzu instrument, UNKNOWN-UNKNOWN-ITTOF, UNKNOWN
shimadzu | unknown | unknown | unknown | unknown | low | Shimadzu instrument, UNKNOWN, LOW
shimadzu | unknown | unknown | unknown | unknown | high | Shimadzu instrument, UNKNOWN, HIGH
shimadzu | unknown | unknown | unknown | unknown | low | Shimadzu instrument, UNKNOWN, LOW
shimadzu | unknown | unknown | unknown | unknown | low | Shimadzu instrument, UNKNOWN, LOW
shimadzu | unknown | unknown | unknown | unknown | high | Shimadzu instrument, UNKNOWN, HIGH
shimadzu | unknown | lc | unknown | apci | low | Shimadzu instrument, LC-APCI-UNKNOWN, LOW
shimadzu | unknown | lc | unknown | esi | low | Shimadzu instrument, LC-ESI-UNKNOWN, LOW
shimadzu | unknown | lc | unknown | esi | high | Shimadzu instrument, LC-ESI-UNKNOWN, HIGH
shimadzu | unknown | unknown | q | apci | low | Shimadzu instrument, LC-APCI-Q, LOW
shimadzu | unknown | unknown | qq | esi | high | Shimadzu instrument, LC-ESI-QQ, HIGH
shimadzu | unknown | unknown | b | ci | low | Shimadzu instrument, GC-CI-B, LOW
shimadzu | unknown | lc | unknown | maldi | low | Shimadzu instrument, LC-MALDI-UNKNOWN, LOW
shimadzu | unknown | unknown | qit | maldi | low | Shimadzu instrument, LC-MALDI-QIT, LOW
shimadzu | unknown | lc | unknown | unknown | unknown | Shimadzu instrument, LC-UNKNOWN-UNKNOWN, UNKNOWN
shimadzu | unknown | lc | unknown | unknown | unknown | Shimadzu instrument, LC-UNKNOWN-UNKNOWN, UNKNOWN
shimadzu | unknown | lc | unknown | unknown | unknown | Shimadzu instrument, LC-UNKNOWN-UNKNOWN, UNKNOWN
unknown | unknown | lc | ittof | esi | high | UNKNOWN, LC-ESI-ITTOF, HIGH
unknown | unknown | lc | q | esi | low | UNKNOWN, LC-ESI-Q, LOW
unknown | unknown | lc | q | apci | low | UNKNOWN, LC-APCI-Q, LOW
unknown | unknown | lc | qq | esi | high | UNKNOWN, LC-ESI-QQ, HIGH
unknown | unknown | gc | b | ci | low | UNKNOWN, GC-CI-B, LOW
unknown | unknown | lc | qit | maldi | low | UNKNOWN, LC-MALDI-QIT, LOW
shimadzu | unknown | unknown | unknown | apci | unknown | Shimadzu instrument, LC-APCI-UNKNOWN, UNKNOWN
shimadzu | unknown | unknown | unknown | esi | unknown | Shimadzu instrument, LC-ESI-UNKNOWN, UNKNOWN
shimadzu | unknown | unknown | unknown | esi | unknown | Shimadzu instrument, LC-ESI-UNKNOWN, UNKNOWN
unknown | unknown | unknown | b | unknown | unknown | UNKNOWN, UNKNOWN-UNKNOWN-B, UNKNOWN
unknown | unknown | unknown | qq | unknown | unknown | UNKNOWN, UNKNOWN-UNKNOWN-QQ, UNKNOWN
unknown | unknown | unknown | q | unknown | unknown | UNKNOWN, UNKNOWN-UNKNOWN-Q, UNKNOWN
unknown | unknown | unknown | unknown | ci | unknown | UNKNOWN, GC-CI-UNKNOWN, UNKNOWN
unknown | unknown | unknown | q | unknown | unknown | UNKNOWN, UNKNOWN-UNKNOWN-Q, UNKNOWN
shimadzu | unknown | unknown | unknown | unknown | unknown | Shimadzu instrument, UNKNOWN, UNKNOWN
shimadzu | unknown | unknown | unknown | unknown | unknown | Shimadzu instrument, UNKNOWN, UNKNOWN
unknown | unknown | lc | q | unknown | unknown | UNKNOWN, LC-UNKNOWN-Q, UNKNOWN
unknown | unknown | lc | qq | unknown | unknown | UNKNOWN, LC-UNKNOWN-QQ, UNKNOWN
unknown | unknown | gc | b | unknown | unknown | UNKNOWN, GC-UNKNOWN-B, UNKNOWN
shimadzu | unknown | lc | unknown | esi | high | Shimadzu instrument, LC-ESI-UNKNOWN, HIGH
shimadzu | unknown | gc | unknown | ci | low | Shimadzu instrument, GC-CI-UNKNOWN, LOW
shimadzu | unknown | lc | qit | unknown | low | Shimadzu instrument, LC-UNKNOWN-QIT, LOW
shimadzu | unknown | lc | ittof | unknown | high | Shimadzu instrument, LC-UNKNOWN-ITTOF, HIGH
shimadzu | unknown | lc | q | unknown | low | Shimadzu instrument, LC-UNKNOWN-Q, LOW
shimadzu | unknown | lc | q | unknown | low | Shimadzu instrument, LC-UNKNOWN-Q, LOW
shimadzu | unknown | lc | qq | unknown | high | Shimadzu instrument, LC-UNKNOWN-QQ, HIGH
shimadzu | unknown | gc | b | unknown | low | Shimadzu instrument, GC-UNKNOWN-B, LOW
shimadzu | unknown | lc | qit | maldi | unknown | Shimadzu instrument, LC-MALDI-QIT, UNKNOWN
shimadzu | unknown | lc | ittof | esi | unknown | Shimadzu instrument, LC-ESI-ITTOF, UNKNOWN
shimadzu | unknown | lc | q | esi | unknown | Shimadzu instrument, LC-ESI-Q, UNKNOWN
shimadzu | unknown | lc | q | apci | unknown | Shimadzu instrument, LC-APCI-Q, UNKNOWN
shimadzu | unknown | lc | qq | esi | unknown | Shimadzu instrument, LC-ESI-QQ, UNKNOWN
shimadzu | unknown | gc | b | ci | unknown | Shimadzu instrument, GC-CI-B, UNKNOWN
shimadzu | unknown | unknown | q | esi | low | Shimadzu instrument, LC-ESI-Q, LOW
shimadzu | unknown | unknown | ittof | esi | high | Shimadzu instrument, LC-ESI-ITTOF, HIGH
unknown | unknown | lc | unknown | unknown | low | UNKNOWN, LC-UNKNOWN-UNKNOWN, LOW
unknown | unknown | lc | unknown | unknown | low | UNKNOWN, LC-UNKNOWN-UNKNOWN, LOW
unknown | unknown | lc | unknown | unknown | low | UNKNOWN, LC-UNKNOWN-UNKNOWN, LOW
unknown | unknown | lc | unknown | unknown | high | UNKNOWN, LC-UNKNOWN-UNKNOWN, HIGH
unknown | unknown | lc | ittof | unknown | unknown | UNKNOWN, LC-UNKNOWN-ITTOF, UNKNOWN
unknown | unknown | lc | unknown | esi | unknown | UNKNOWN, LC-ESI-UNKNOWN, UNKNOWN
unknown | unknown | lc | unknown | esi | unknown | UNKNOWN, LC-ESI-UNKNOWN, UNKNOWN
unknown | unknown | lc | unknown | apci | unknown | UNKNOWN, LC-APCI-UNKNOWN, UNKNOWN
unknown | unknown | lc | unknown | maldi | unknown | UNKNOWN, LC-MALDI-UNKNOWN, UNKNOWN
unknown | unknown | lc | unknown | unknown | high | UNKNOWN, LC-UNKNOWN-UNKNOWN, HIGH
unknown | unknown | gc | unknown | unknown | low | UNKNOWN, GC-UNKNOWN-UNKNOWN, LOW
unknown | unknown | lc | unknown | esi | unknown | UNKNOWN, LC-ESI-UNKNOWN, UNKNOWN
unknown | unknown | lc | q | unknown | unknown | UNKNOWN, LC-UNKNOWN-Q, UNKNOWN
unknown | unknown | unknown | ittof | unknown | high | UNKNOWN, UNKNOWN-UNKNOWN-ITTOF, HIGH
unknown | unknown | unknown | qit | unknown | low | UNKNOWN, UNKNOWN-UNKNOWN-QIT, LOW
unknown | unknown | lc | ittof | unknown | high | UNKNOWN, LC-UNKNOWN-ITTOF, HIGH
unknown | unknown | lc | qit | unknown | low | UNKNOWN, LC-UNKNOWN-QIT, LOW
unknown | unknown | lc | unknown | apci | low | UNKNOWN, LC-APCI-UNKNOWN, LOW
unknown | unknown | lc | unknown | esi | low | UNKNOWN, LC-ESI-UNKNOWN, LOW
unknown | unknown | gc | unknown | ci | low | UNKNOWN, GC-CI-UNKNOWN, LOW
unknown | unknown | lc | unknown | esi | high | UNKNOWN, LC-ESI-UNKNOWN, HIGH
unknown | unknown | lc | unknown | maldi | low | UNKNOWN, LC-MALDI-UNKNOWN, LOW
unknown | unknown | lc | unknown | esi | high | UNKNOWN, LC-ESI-UNKNOWN, HIGH
unknown | unknown | unknown | b | ci | low | UNKNOWN, GC-CI-B, LOW
unknown | unknown | unknown | qq | esi | high | UNKNOWN, LC-ESI-QQ, HIGH
unknown | unknown | unknown | q | esi | low | UNKNOWN, LC-ESI-Q, LOW
unknown | unknown | unknown | q | apci | low | UNKNOWN, LC-APCI-Q, LOW
unknown | unknown | unknown | qit | maldi | low | UNKNOWN, LC-MALDI-QIT, LOW
unknown | unknown | unknown | ittof | esi | high | UNKNOWN, LC-ESI-ITTOF, HIGH
unknown | unknown | gc | b | ci | unknown | UNKNOWN, GC-CI-B, UNKNOWN
unknown | unknown | lc | qq | esi | unknown | UNKNOWN, LC-ESI-QQ, UNKNOWN
unknown | unknown | lc | q | apci | unknown | UNKNOWN, LC-APCI-Q, UNKNOWN
unknown | unknown | lc | q | esi | unknown | UNKNOWN, LC-ESI-Q, UNKNOWN
unknown | unknown | unknown | q | apci | unknown | UNKNOWN, LC-APCI-Q, UNKNOWN
unknown | unknown | unknown | q | esi | unknown | UNKNOWN, LC-ESI-Q, UNKNOWN
unknown | unknown | unknown | b | ci | unknown | UNKNOWN, GC-CI-B, UNKNOWN
unknown | unknown | unknown | qq | esi | unknown | UNKNOWN, LC-ESI-QQ, UNKNOWN
unknown | unknown | unknown | qit | maldi | unknown | UNKNOWN, LC-MALDI-QIT, UNKNOWN
unknown | unknown | unknown | ittof | esi | unknown | UNKNOWN, LC-ESI-ITTOF, UNKNOWN
unknown | unknown | unknown | b | unknown | low | UNKNOWN, UNKNOWN-UNKNOWN-B, LOW
unknown | unknown | unknown | qq | unknown | high | UNKNOWN, UNKNOWN-UNKNOWN-QQ, HIGH
unknown | unknown | unknown | q | unknown | low | UNKNOWN, UNKNOWN-UNKNOWN-Q, LOW
unknown | unknown | unknown | q | unknown | low | UNKNOWN, UNKNOWN-UNKNOWN-Q, LOW
unknown | unknown | lc | qit | unknown | unknown | UNKNOWN, LC-UNKNOWN-QIT, UNKNOWN
unknown | unknown | gc | unknown | ci | unknown | UNKNOWN, GC-CI-UNKNOWN, UNKNOWN
unknown | unknown | unknown | unknown | maldi | low | UNKNOWN, LC-MALDI-UNKNOWN, LOW
unknown | unknown | unknown | unknown | esi | high | UNKNOWN, LC-ESI-UNKNOWN, HIGH
unknown | unknown | unknown | unknown | esi | low | UNKNOWN, LC-ESI-UNKNOWN, LOW
unknown | unknown | unknown | unknown | apci | low | UNKNOWN, LC-APCI-UNKNOWN, LOW
unknown | unknown | unknown | unknown | esi | high | UNKNOWN, LC-ESI-UNKNOWN, HIGH
unknown | unknown | unknown | unknown | ci | low | UNKNOWN, GC-CI-UNKNOWN, LOW
unknown | unknown | lc | q | unknown | low | UNKNOWN, LC-UNKNOWN-Q, LOW
unknown | unknown | lc | q | unknown | low | UNKNOWN, LC-UNKNOWN-Q, LOW
unknown | unknown | lc | qq | unknown | high | UNKNOWN, LC-UNKNOWN-QQ, HIGH
unknown | unknown | gc | b | unknown | low | UNKNOWN, GC-UNKNOWN-B, LOW
unknown | unknown | lc | qit | maldi | unknown | UNKNOWN, LC-MALDI-QIT, UNKNOWN
unknown | unknown | lc | ittof | esi | unknown | UNKNOWN, LC-ESI-ITTOF, UNKNOWN
shimadzu | unknown | gc | unknown | ci | unknown | Shimadzu instrument, GC-CI-UNKNOWN, UNKNOWN
shimadzu | unknown | lc | q | unknown | unknown | Shimadzu instrument, LC-UNKNOWN-Q, UNKNOWN
shimadzu | unknown | lc | ittof | unknown | unknown | Shimadzu instrument, LC-UNKNOWN-ITTOF, UNKNOWN
shimadzu | unknown | lc | qit | unknown | unknown | Shimadzu instrument, LC-UNKNOWN-QIT, UNKNOWN
shimadzu | unknown | lc | unknown | esi | unknown | Shimadzu instrument, LC-ESI-UNKNOWN, UNKNOWN
shimadzu | unknown | lc | unknown | apci | unknown | Shimadzu instrument, LC-APCI-UNKNOWN, UNKNOWN
shimadzu | unknown | lc | unknown | esi | unknown | Shimadzu instrument, LC-ESI-UNKNOWN, UNKNOWN
shimadzu | unknown | lc | unknown | esi | unknown | Shimadzu instrument, LC-ESI-UNKNOWN, UNKNOWN
shimadzu | unknown | lc | unknown | unknown | low | Shimadzu instrument, LC-UNKNOWN-UNKNOWN, LOW
shimadzu | unknown | lc | unknown | maldi | unknown | Shimadzu instrument, LC-MALDI-UNKNOWN, UNKNOWN
shimadzu | unknown | gc | unknown | unknown | low | Shimadzu instrument, GC-UNKNOWN-UNKNOWN, LOW
shimadzu | unknown | lc | unknown | unknown | high | Shimadzu instrument, LC-UNKNOWN-UNKNOWN, HIGH
shimadzu | unknown | lc | unknown | unknown | low | Shimadzu instrument, LC-UNKNOWN-UNKNOWN, LOW
shimadzu | unknown | lc | unknown | unknown | high | Shimadzu instrument, LC-UNKNOWN-UNKNOWN, HIGH
shimadzu | unknown | lc | unknown | unknown | low | Shimadzu instrument, LC-UNKNOWN-UNKNOWN, LOW
shimadzu | unknown | unknown | unknown | maldi | low | Shimadzu instrument, LC-MALDI-UNKNOWN, LOW
shimadzu | unknown | unknown | unknown | esi | high | Shimadzu instrument, LC-ESI-UNKNOWN, HIGH
shimadzu | unknown | lc | q | unknown | unknown | Shimadzu instrument, LC-UNKNOWN-Q, UNKNOWN
shimadzu | unknown | gc | b | unknown | unknown | Shimadzu instrument, GC-UNKNOWN-B, UNKNOWN
shimadzu | unknown | lc | qq | unknown | unknown | Shimadzu instrument, LC-UNKNOWN-QQ, UNKNOWN
shimadzu | unknown | unknown | q | apci | unknown | Shimadzu instrument, LC-APCI-Q, UNKNOWN
shimadzu | unknown | unknown | qq | esi | unknown | Shimadzu instrument, LC-ESI-QQ, UNKNOWN
shimadzu | unknown | unknown | b | ci | unknown | Shimadzu instrument, GC-CI-B, UNKNOWN
shimadzu | unknown | unknown | q | esi | unknown | Shimadzu instrument, LC-ESI-Q, UNKNOWN
shimadzu | unknown | unknown | qq | unknown | high | Shimadzu instrument, UNKNOWN-UNKNOWN-QQ, HIGH
shimadzu | unknown | unknown | ittof | esi | unknown | Shimadzu instrument, LC-ESI-ITTOF, UNKNOWN
shimadzu | unknown | unknown | qit | maldi | unknown | Shimadzu instrument, LC-MALDI-QIT, UNKNOWN
shimadzu | unknown | unknown | b | unknown | low | Shimadzu instrument, UNKNOWN-UNKNOWN-B, LOW
shimadzu | unknown | unknown | qit | unknown | low | Shimadzu instrument, UNKNOWN-UNKNOWN-QIT, LOW
shimadzu | unknown | unknown | unknown | ci | low | Shimadzu instrument, GC-CI-UNKNOWN, LOW
shimadzu | unknown | unknown | unknown | esi | high | Shimadzu instrument, LC-ESI-UNKNOWN, HIGH
shimadzu | unknown | unknown | unknown | apci | low | Shimadzu instrument, LC-APCI-UNKNOWN, LOW
shimadzu | unknown | unknown | unknown | esi | low | Shimadzu instrument, LC-ESI-UNKNOWN, LOW
shimadzu | unknown | unknown | q | unknown | low | Shimadzu instrument, UNKNOWN-UNKNOWN-Q, LOW
shimadzu | unknown | unknown | q | unknown | low | Shimadzu instrument, UNKNOWN-UNKNOWN-Q, LOW
shimadzu | unknown | unknown | ittof | unknown | high | Shimadzu instrument, UNKNOWN-UNKNOWN-ITTOF, HIGH
shimadzu | unknown | unknown | unknown | unknown | unknown | Shimadzu instrument, UNKNOWN, UNKNOWN
shimadzu | unknown | unknown | unknown | unknown | unknown | Shimadzu instrument, UNKNOWN, UNKNOWN
shimadzu | unknown | unknown | unknown | unknown | unknown | Shimadzu instrument, UNKNOWN, UNKNOWN
shimadzu | unknown | unknown | unknown | unknown | unknown | Shimadzu instrument, UNKNOWN, UNKNOWN
unknown | unknown | lc | unknown | unknown | unknown | UNKNOWN, LC-UNKNOWN-UNKNOWN, UNKNOWN
unknown | unknown | lc | unknown | unknown | unknown | UNKNOWN, LC-UNKNOWN-UNKNOWN, UNKNOWN
unknown | unknown | gc | unknown | unknown | unknown | UNKNOWN, GC-UNKNOWN-UNKNOWN, UNKNOWN
unknown | unknown | lc | unknown | unknown | unknown | UNKNOWN, LC-UNKNOWN-UNKNOWN, UNKNOWN
unknown | unknown | lc | unknown | unknown | unknown | UNKNOWN, LC-UNKNOWN-UNKNOWN, UNKNOWN
unknown | unknown | lc | unknown | unknown | unknown | UNKNOWN, LC-UNKNOWN-UNKNOWN, UNKNOWN
shimadzu | unknown | gc | b | ci | low | Shimadzu instrument, GC-CI-B, LOW
shimadzu | unknown | lc | qq | esi | high | Shimadzu instrument, LC-ESI-QQ, HIGH
shimadzu | unknown | lc | q | esi | low | Shimadzu instrument, LC-ESI-Q, LOW
shimadzu | unknown | lc | q | apci | low | Shimadzu instrument, LC-APCI-Q, LOW
shimadzu | unknown | lc | qit | maldi | low | Shimadzu instrument, LC-MALDI-QIT, LOW
shimadzu | unknown | lc | ittof | esi | high | Shimadzu instrument, LC-ESI-ITTOF, HIGH
shimadzu | 2010a | lc | q | esi | low | Shimadzu 2010A, LC-ESI-Q, LOW
unknown | axima | lc | qit | maldi | low | Shimadzu Axima, LC-MALDI-QIT, LOW
unknown | 2010a | lc | q | esi | low | Shimadzu 2010A, LC-ESI-Q, LOW
unknown | axima | unknown | unknown | unknown | unknown | Shimadzu Axima, LC-UNKNOWN-QIT, UNKNOWN
unknown | 2010a | unknown | unknown | unknown | unknown | Shimadzu 2010A, LC-UNKNOWN-Q, UNKNOWN
unknown | axima | lc | unknown | maldi | unknown | Shimadzu Axima, LC-MALDI-QIT, UNKNOWN
unknown | axima | lc | qit | unknown | unknown | Shimadzu Axima, LC-UNKNOWN-QIT, UNKNOWN
unknown | 2010a | lc | unknown | esi | unknown | Shimadzu 2010A, LC-ESI-Q, UNKNOWN
shimadzu | axima | unknown | unknown | unknown | low | Shimadzu Axima, LC-UNKNOWN-QIT, LOW
shimadzu | 2010a | unknown | unknown | unknown | low | Shimadzu 2010A, LC-UNKNOWN-Q, LOW
shimadzu | 2010a | unknown | unknown | esi | unknown | Shimadzu 2010A, LC-ESI-Q, UNKNOWN
shimadzu | axima | unknown | unknown | maldi | unknown | Shimadzu Axima, LC-MALDI-QIT, UNKNOWN
unknown | 2010a | lc | q | unknown | unknown | Shimadzu 2010A, LC-UNKNOWN-Q, UNKNOWN
shimadzu | axima | unknown | qit | maldi | unknown | Shimadzu Axima, LC-MALDI-QIT, UNKNOWN
shimadzu | axima | lc | qit | unknown | unknown | Shimadzu Axima, LC-UNKNOWN-QIT, UNKNOWN
shimadzu | axima | unknown | qit | unknown | low | Shimadzu Axima, LC-UNKNOWN-QIT, LOW
shimadzu | axima | lc | unknown | unknown | low | Shimadzu Axima, LC-UNKNOWN-QIT, LOW
shimadzu | 2010a | lc | unknown | unknown | low | Shimadzu 2010A, LC-UNKNOWN-Q, LOW
shimadzu | 2010a | lc | unknown | esi | unknown | Shimadzu 2010A, LC-ESI-Q, UNKNOWN
shimadzu | axima | lc | unknown | maldi | unknown | Shimadzu Axima, LC-MALDI-QIT, UNKNOWN
unknown | 2010a | unknown | unknown | esi | low | Shimadzu 2010A, LC-ESI-Q, LOW
unknown | axima | unknown | unknown | maldi | low | Shimadzu Axima, LC-MALDI-QIT, LOW
shimadzu | 2010a | lc | unknown | unknown | unknown | Shimadzu 2010A, LC-UNKNOWN-Q, UNKNOWN
shimadzu | axima | lc | unknown | unknown | unknown | Shimadzu Axima, LC-UNKNOWN-QIT, UNKNOWN
unknown | 2010a | lc | unknown | unknown | low | Shimadzu 2010A, LC-UNKNOWN-Q, LOW
shimadzu | 2010a | unknown | q | unknown | unknown | Shimadzu 2010A, LC-UNKNOWN-Q, UNKNOWN
unknown | axima | lc | unknown | unknown | low | Shimadzu Axima, LC-UNKNOWN-QIT, LOW
unknown | 2010a | unknown | q | esi | unknown | Shimadzu 2010A, LC-ESI-Q, UNKNOWN
unknown | axima | unknown | qit | maldi | unknown | Shimadzu Axima, LC-MALDI-QIT, UNKNOWN
unknown | 2010a | unknown | q | unknown | low | Shimadzu 2010A, LC-UNKNOWN-Q, LOW
unknown | axima | unknown | qit | unknown | low | Shimadzu Axima, LC-UNKNOWN-QIT, LOW
shimadzu | axima | unknown | qit | unknown | unknown | Shimadzu Axima, LC-UNKNOWN-QIT, UNKNOWN
unknown | 2010a | lc | q | unknown | low | Shimadzu 2010A, LC-UNKNOWN-Q, LOW
shimadzu | axima | lc | qit | maldi | unknown | Shimadzu Axima, LC-MALDI-QIT, UNKNOWN
shimadzu | 2010a | lc | q | esi | unknown | Shimadzu 2010A, LC-ESI-Q, UNKNOWN
unknown | axima | unknown | qit | maldi | low | Shimadzu Axima, LC-MALDI-QIT, LOW
unknown | 2010a | lc | unknown | esi | low | Shimadzu 2010A, LC-ESI-Q, LOW
unknown | axima | lc | qit | unknown | low | Shimadzu Axima, LC-UNKNOWN-QIT, LOW
unknown | 2010a | unknown | q | esi | low | Shimadzu 2010A, LC-ESI-Q, LOW
shimadzu | axima | unknown | qit | maldi | low | Shimadzu Axima, LC-MALDI-QIT, LOW
shimadzu | 2010a | lc | q | unknown | low | Shimadzu 2010A, LC-UNKNOWN-Q, LOW
shimadzu | axima | lc | qit | unknown | low | Shimadzu Axima, LC-UNKNOWN-QIT, LOW
shimadzu | axima | lc | qit | maldi | low | Shimadzu Axima, LC-MALDI-QIT, LOW
shimadzu | 2010a | unknown | unknown | unknown | unknown | Shimadzu 2010A, LC-UNKNOWN-Q, UNKNOWN
shimadzu | 2010a | lc | unknown | esi | low | Shimadzu 2010A, LC-ESI-Q, LOW
shimadzu | 2010a | unknown | q | esi | low | Shimadzu 2010A, LC-ESI-Q, LOW
shimadzu | axima | unknown | unknown | unknown | unknown | Shimadzu Axima, LC-UNKNOWN-QIT, UNKNOWN
shimadzu | axima | lc | unknown | maldi | low | Shimadzu Axima, LC-MALDI-QIT, LOW
unknown | axima | lc | unknown | unknown | unknown | Shimadzu Axima, LC-UNKNOWN-QIT, UNKNOWN
unknown | 2010a | lc | unknown | unknown | unknown | Shimadzu 2010A, LC-UNKNOWN-Q, UNKNOWN
unknown | axima | lc | unknown | maldi | low | Shimadzu Axima, LC-MALDI-QIT, LOW
shimadzu | 2010a | unknown | q | unknown | low | Shimadzu 2010A, LC-UNKNOWN-Q, LOW
shimadzu | axima | unknown | unknown | maldi | low | Shimadzu Axima, LC-MALDI-QIT, LOW
unknown | 2010a | unknown | unknown | unknown | low | Shimadzu 2010A, LC-UNKNOWN-Q, LOW
unknown | axima | unknown | unknown | unknown | low | Shimadzu Axima, LC-UNKNOWN-QIT, LOW
shimadzu | 2010a | unknown | q | esi | unknown | Shimadzu 2010A, LC-ESI-Q, UNKNOWN
shimadzu | 2010a | unknown | unknown | esi | low | Shimadzu 2010A, LC-ESI-Q, LOW
shimadzu | 2010a | lc | q | unknown | unknown | Shimadzu 2010A, LC-UNKNOWN-Q, UNKNOWN
unknown | 2010a | lc | q | esi | unknown | Shimadzu 2010A, LC-ESI-Q, UNKNOWN
unknown | axima | lc | qit | maldi | unknown | Shimadzu Axima, LC-MALDI-QIT, UNKNOWN
unknown | 2010a | unknown | q | unknown | unknown | Shimadzu 2010A, LC-UNKNOWN-Q, UNKNOWN
unknown | axima | unknown | qit | unknown | unknown | Shimadzu Axima, LC-UNKNOWN-QIT, UNKNOWN
unknown | 2010a | unknown | unknown | esi | unknown | Shimadzu 2010A, LC-ESI-Q, UNKNOWN
unknown | axima | unknown | unknown | maldi | unknown | Shimadzu Axima, LC-MALDI-QIT, UNKNOWN
shimadzu | 8045 | unknown | unknown | unknown | unknown | Shimadzu 8045, LC-UNKNOWN-QQ, UNKNOWN
shimadzu | 8045 | lc | unknown | esi | high | Shimadzu 8045, LC-ESI-QQ, HIGH
shimadzu | 8045 | unknown | qq | esi | high | Shimadzu 8045, LC-ESI-QQ, HIGH
shimadzu | 2020 | lc | q | unknown | low | Shimadzu 2020, LC-UNKNOWN-Q, LOW
shimadzu | 8045 | lc | qq | unknown | high | Shimadzu 8045, LC-UNKNOWN-QQ, HIGH
unknown | 8045 | lc | qq | unknown | high | Shimadzu 8045, LC-UNKNOWN-QQ, HIGH
unknown | 8045 | lc | unknown | esi | unknown | Shimadzu 8045, LC-ESI-QQ, UNKNOWN
shimadzu | 2020 | unknown | unknown | unknown | low | Shimadzu 2020, LC-UNKNOWN-Q, LOW
unknown | 2020 | lc | unknown | apci | unknown | Shimadzu 2020, LC-APCI-Q, UNKNOWN
unknown | 8045 | lc | qq | esi | high | Shimadzu 8045, LC-ESI-QQ, HIGH
unknown | 2020 | lc | q | apci | low | Shimadzu 2020, LC-APCI-Q, LOW
unknown | 2020 | unknown | unknown | unknown | unknown | Shimadzu 2020, LC-UNKNOWN-Q, UNKNOWN
unknown | 8045 | unknown | unknown | unknown | unknown | Shimadzu 8045, LC-UNKNOWN-QQ, UNKNOWN
unknown | 2020 | lc | q | unknown | unknown | Shimadzu 2020, LC-UNKNOWN-Q, UNKNOWN
unknown | 8045 | lc | qq | unknown | unknown | Shimadzu 8045, LC-UNKNOWN-QQ, UNKNOWN
shimadzu | 8045 | unknown | unknown | unknown | high | Shimadzu 8045, LC-UNKNOWN-QQ, HIGH
shimadzu | 2020 | lc | q | apci | low | Shimadzu 2020, LC-APCI-Q, LOW
shimadzu | 8045 | lc | qq | esi | high | Shimadzu 8045, LC-ESI-QQ, HIGH
unknown | 8045 | lc | unknown | unknown | high | Shimadzu 8045, LC-UNKNOWN-QQ, HIGH
shimadzu | 2020 | unknown | q | unknown | low | Shimadzu 2020, LC-UNKNOWN-Q, LOW
shimadzu | 2020 | lc | unknown | apci | unknown | Shimadzu 2020, LC-APCI-Q, UNKNOWN
shimadzu | 2020 | lc | unknown | unknown | low | Shimadzu 2020, LC-UNKNOWN-Q, LOW
unknown | 2020 | unknown | unknown | apci | low | Shimadzu 2020, LC-APCI-Q, LOW
shimadzu | 2020 | unknown | unknown | apci | low | Shimadzu 2020, LC-APCI-Q, LOW
shimadzu | 8045 | unknown | qq | esi | unknown | Shimadzu 8045, LC-ESI-QQ, UNKNOWN
shimadzu | 2020 | unknown | q | apci | unknown | Shimadzu 2020, LC-APCI-Q, UNKNOWN
unknown | 8045 | unknown | unknown | esi | high | Shimadzu 8045, LC-ESI-QQ, HIGH
shimadzu | 8045 | unknown | qq | unknown | unknown | Shimadzu 8045, LC-UNKNOWN-QQ, UNKNOWN
unknown | 8045 | unknown | qq | esi | unknown | Shimadzu 8045, LC-ESI-QQ, UNKNOWN
unknown | 2020 | unknown | q | apci | unknown | Shimadzu 2020, LC-APCI-Q, UNKNOWN
unknown | 2020 | unknown | q | unknown | low | Shimadzu 2020, LC-UNKNOWN-Q, LOW
shimadzu | 2020 | unknown | unknown | apci | unknown | Shimadzu 2020, LC-APCI-Q, UNKNOWN
shimadzu | 2020 | unknown | unknown | unknown | unknown | Shimadzu 2020, LC-UNKNOWN-Q, UNKNOWN
shimadzu | 2020 | unknown | q | apci | low | Shimadzu 2020, LC-APCI-Q, LOW
shimadzu | 2020 | lc | unknown | apci | low | Shimadzu 2020, LC-APCI-Q, LOW
unknown | 2020 | lc | q | unknown | low | Shimadzu 2020, LC-UNKNOWN-Q, LOW
shimadzu | 8045 | lc | qq | esi | unknown | Shimadzu 8045, LC-ESI-QQ, UNKNOWN
shimadzu | 2020 | lc | q | apci | unknown | Shimadzu 2020, LC-APCI-Q, UNKNOWN
unknown | 8045 | unknown | qq | esi | high | Shimadzu 8045, LC-ESI-QQ, HIGH
unknown | 2020 | lc | unknown | apci | low | Shimadzu 2020, LC-APCI-Q, LOW
unknown | 8045 | lc | qq | esi | unknown | Shimadzu 8045, LC-ESI-QQ, UNKNOWN
unknown | 8045 | lc | unknown | unknown | unknown | Shimadzu 8045, LC-UNKNOWN-QQ, UNKNOWN
unknown | 8045 | unknown | unknown | unknown | high | Shimadzu 8045, LC-UNKNOWN-QQ, HIGH
unknown | 2020 | unknown | q | unknown | unknown | Shimadzu 2020, LC-UNKNOWN-Q, UNKNOWN
unknown | 8045 | unknown | qq | unknown | unknown | Shimadzu 8045, LC-UNKNOWN-QQ, UNKNOWN
shimadzu | 8045 | lc | unknown | esi | unknown | Shimadzu 8045, LC-ESI-QQ, UNKNOWN
shimadzu | 8045 | unknown | unknown | esi | high | Shimadzu 8045, LC-ESI-QQ, HIGH
shimadzu | 8045 | unknown | qq | unknown | high | Shimadzu 8045, LC-UNKNOWN-QQ, HIGH
shimadzu | 8045 | lc | unknown | unknown | high | Shimadzu 8045, LC-UNKNOWN-QQ, HIGH
shimadzu | 2020 | lc | q | unknown | unknown | Shimadzu 2020, LC-UNKNOWN-Q, UNKNOWN
shimadzu | 8045 | lc | unknown | unknown | unknown | Shimadzu 8045, LC-UNKNOWN-QQ, UNKNOWN
shimadzu | 2020 | lc | unknown | unknown | unknown | Shimadzu 2020, LC-UNKNOWN-Q, UNKNOWN
unknown | 8045 | unknown | qq | unknown | high | Shimadzu 8045, LC-UNKNOWN-QQ, HIGH
shimadzu | 8045 | unknown | unknown | esi | unknown | Shimadzu 8045, LC-ESI-QQ, UNKNOWN
shimadzu | 2020 | unknown | q | unknown | unknown | Shimadzu 2020, LC-UNKNOWN-Q, UNKNOWN
unknown | 2020 | lc | unknown | unknown | low | Shimadzu 2020, LC-UNKNOWN-Q, LOW
shimadzu | 8045 | lc | qq | unknown | unknown | Shimadzu 8045, LC-UNKNOWN-QQ, UNKNOWN
unknown | 8045 | lc | unknown | esi | high | Shimadzu 8045, LC-ESI-QQ, HIGH
unknown | 2020 | lc | unknown | unknown | unknown | Shimadzu 2020, LC-UNKNOWN-Q, UNKNOWN
unknown | 2020 | unknown | q | apci | low | Shimadzu 2020, LC-APCI-Q, LOW
unknown | 2020 | lc | q | apci | unknown | Shimadzu 2020, LC-APCI-Q, UNKNOWN
unknown | 8045 | unknown | unknown | esi | unknown | Shimadzu 8045, LC-ESI-QQ, UNKNOWN
unknown | 2020 | unknown | unknown | apci | unknown | Shimadzu 2020, LC-APCI-Q, UNKNOWN
unknown | 2020 | unknown | unknown | unknown | low | Shimadzu 2020, LC-UNKNOWN-Q, LOW
shimadzu | 18a | unknown | unknown | esi | unknown | Shimadzu 18A, LC-ESI-ITTOF, UNKNOWN
shimadzu | 18a | unknown | unknown | unknown | high | Shimadzu 18A, LC-UNKNOWN-ITTOF, HIGH
unknown | 18a | lc | ittof | unknown | unknown | Shimadzu 18A, LC-UNKNOWN-ITTOF, UNKNOWN
unknown | 18a | lc | unknown | esi | unknown | Shimadzu 18A, LC-ESI-ITTOF, UNKNOWN
unknown | 18a | unknown | unknown | unknown | unknown | Shimadzu 18A, LC-UNKNOWN-ITTOF, UNKNOWN
unknown | 18a | lc | ittof | esi | high | Shimadzu 18A, LC-ESI-ITTOF, HIGH
shimadzu | 18a | lc | unknown | esi | unknown | Shimadzu 18A, LC-ESI-ITTOF, UNKNOWN
shimadzu | 18a | unknown | ittof | esi | unknown | Shimadzu 18A, LC-ESI-ITTOF, UNKNOWN
unknown | 18a | lc | unknown | unknown | high | Shimadzu 18A, LC-UNKNOWN-ITTOF, HIGH
unknown | 18a | unknown | ittof | esi | unknown | Shimadzu 18A, LC-ESI-ITTOF, UNKNOWN
shimadzu | 18a | unknown | ittof | unknown | unknown | Shimadzu 18A, LC-UNKNOWN-ITTOF, UNKNOWN
unknown | 18a | unknown | ittof | unknown | high | Shimadzu 18A, LC-UNKNOWN-ITTOF, HIGH
shimadzu | 18a | lc | unknown | unknown | unknown | Shimadzu 18A, LC-UNKNOWN-ITTOF, UNKNOWN
shimadzu | 18a | lc | unknown | unknown | high | Shimadzu 18A, LC-UNKNOWN-ITTOF, HIGH
shimadzu | 18a | lc | ittof | unknown | unknown | Shimadzu 18A, LC-UNKNOWN-ITTOF, UNKNOWN
unknown | 18a | unknown | unknown | esi | high | Shimadzu 18A, LC-ESI-ITTOF, HIGH
shimadzu | 18a | unknown | unknown | esi | high | Shimadzu 18A, LC-ESI-ITTOF, HIGH
unknown | 18a | unknown | unknown | unknown | high | Shimadzu 18A, LC-UNKNOWN-ITTOF, HIGH
shimadzu | 18a | unknown | ittof | unknown | high | Shimadzu 18A, LC-UNKNOWN-ITTOF, HIGH
unknown | 18a | lc | unknown | esi | high | Shimadzu 18A, LC-ESI-ITTOF, HIGH
unknown | 18a | unknown | ittof | unknown | unknown | Shimadzu 18A, LC-UNKNOWN-ITTOF, UNKNOWN
unknown | 18a | unknown | unknown | esi | unknown | Shimadzu 18A, LC-ESI-ITTOF, UNKNOWN
unknown | 18a | lc | unknown | unknown | unknown | Shimadzu 18A, LC-UNKNOWN-ITTOF, UNKNOWN
unknown | 18a | lc | ittof | esi | unknown | Shimadzu 18A, LC-ESI-ITTOF, UNKNOWN
unknown | 18a | lc | ittof | unknown | high | Shimadzu 18A, LC-UNKNOWN-ITTOF, HIGH
shimadzu | 18a | unknown | unknown | unknown | unknown | Shimadzu 18A, LC-UNKNOWN-ITTOF, UNKNOWN
unknown | 18a | unknown | ittof | esi | high | Shimadzu 18A, LC-ESI-ITTOF, HIGH
shimadzu | 18a | lc | ittof | esi | unknown | Shimadzu 18A, LC-ESI-ITTOF, UNKNOWN
shimadzu | 18a | unknown | ittof | esi | high | Shimadzu 18A, LC-ESI-ITTOF, HIGH
shimadzu | 18a | lc | unknown | esi | high | Shimadzu 18A, LC-ESI-ITTOF, HIGH
shimadzu | 18a | lc | ittof | unknown | high | Shimadzu 18A, LC-UNKNOWN-ITTOF, HIGH
shimadzu | 18a | lc | ittof | esi | high | Shimadzu 18A, LC-ESI-ITTOF, HIGH
unknown | esquire 3000 plus | lc | qit | esi | high | Bruker Esquire 3000 plus, LC-ESI-QIT, HIGH
unknown | esquire 3000 plus | lc | unknown | unknown | unknown | Bruker Esquire 3000 plus, LC-UNKNOWN-QIT, UNKNOWN
unknown | esquire 3000 plus | unknown | qit | unknown | unknown | Bruker Esquire 3000 plus, LC-UNKNOWN-QIT, UNKNOWN
bruker | esquire 3000 plus | unknown | qit | esi | high | Bruker Esquire 3000 plus, LC-ESI-QIT, HIGH
unknown | esquire 3000 plus | unknown | unknown | unknown | high | Bruker Esquire 3000 plus, LC-UNKNOWN-QIT, HIGH
unknown | esquire 3000 plus | unknown | unknown | esi | unknown | Bruker Esquire 3000 plus, LC-ESI-QIT, UNKNOWN
bruker | esquire 3000 plus | lc | unknown | esi | unknown | Bruker Esquire 3000 plus, LC-ESI-QIT, UNKNOWN
unknown | esquire 3000 plus | unknown | qit | unknown | high | Bruker Esquire 3000 plus, LC-UNKNOWN-QIT, HIGH
bruker | esquire 3000 plus | unknown | unknown | esi | high | Bruker Esquire 3000 plus, LC-ESI-QIT, HIGH
bruker | esquire 3000 plus | unknown | qit | unknown | high | Bruker Esquire 3000 plus, LC-UNKNOWN-QIT, HIGH
bruker | esquire 3000 plus | lc | qit | esi | high | Bruker Esquire 3000 plus, LC-ESI-QIT, HIGH
unknown | esquire 3000 plus | unknown | unknown | unknown | unknown | Bruker Esquire 3000 plus, LC-UNKNOWN-QIT, UNKNOWN
bruker | esquire 3000 plus | unknown | qit | esi | unknown | Bruker Esquire 3000 plus, LC-ESI-QIT, UNKNOWN
bruker | esquire 3000 plus | lc | qit | unknown | unknown | Bruker Esquire 3000 plus, LC-UNKNOWN-QIT, UNKNOWN
unknown | esquire 3000 plus | lc | qit | esi | unknown | Bruker Esquire 3000 plus, LC-ESI-QIT, UNKNOWN
bruker | esquire 3000 plus | lc | unknown | unknown | high | Bruker Esquire 3000 plus, LC-UNKNOWN-QIT, HIGH
unknown | esquire 3000 plus | lc | qit | unknown | high | Bruker Esquire 3000 plus, LC-UNKNOWN-QIT, HIGH
unknown | esquire 3000 plus | unknown | qit | esi | high | Bruker Esquire 3000 plus, LC-ESI-QIT, HIGH
unknown | esquire 3000 plus | unknown | unknown | esi | high | Bruker Esquire 3000 plus, LC-ESI-QIT, HIGH
unknown | esquire 3000 plus | lc | unknown | esi | unknown | Bruker Esquire 3000 plus, LC-ESI-QIT, UNKNOWN
unknown | esquire 3000 plus | lc | unknown | esi | high | Bruker Esquire 3000 plus, LC-ESI-QIT, HIGH
unknown | esquire 3000 plus | unknown | qit | esi | unknown | Bruker Esquire 3000 plus, LC-ESI-QIT, UNKNOWN
unknown | esquire 3000 plus | lc | unknown | unknown | high | Bruker Esquire 3000 plus, LC-UNKNOWN-QIT, HIGH
unknown | esquire 3000 plus | lc | qit | unknown | unknown | Bruker Esquire 3000 plus, LC-UNKNOWN-QIT, UNKNOWN
bruker | esquire 3000 plus | unknown | unknown | unknown | high | Bruker Esquire 3000 plus, LC-UNKNOWN-QIT, HIGH
bruker | esquire 3000 plus | lc | qit | esi | unknown | Bruker Esquire 3000 plus, LC-ESI-QIT, UNKNOWN
bruker | esquire 3000 plus | lc | qit | unknown | high | Bruker Esquire 3000 plus, LC-UNKNOWN-QIT, HIGH
bruker | esquire 3000 plus | unknown | unknown | esi | unknown | Bruker Esquire 3000 plus, LC-ESI-QIT, UNKNOWN
bruker | esquire 3000 plus | lc | unknown | unknown | unknown | Bruker Esquire 3000 plus, LC-UNKNOWN-QIT, UNKNOWN
bruker | esquire 3000 plus | unknown | qit | unknown | unknown | Bruker Esquire 3000 plus, LC-UNKNOWN-QIT, UNKNOWN
bruker | esquire 3000 plus | lc | unknown | esi | high | Bruker Esquire 3000 plus, LC-ESI-QIT, HIGH
bruker | esquire 3000 plus | unknown | unknown | unknown | unknown | Bruker Esquire 3000 plus, LC-UNKNOWN-QIT, UNKNOWN
unknown | maxis plus hd | unknown | unknown | esi | high | Bruker Maxis plus HD, LC-ESI-QTOF, HIGH
unknown | maxis plus hd | unknown | qtof | esi | high | Bruker Maxis plus HD, LC-ESI-QTOF, HIGH
unknown | maxis plus hd | lc | unknown | esi | high | Bruker Maxis plus HD, LC-ESI-QTOF, HIGH
bruker | maxis plus hd | lc | qtof | unknown | high | Bruker Maxis plus HD, LC-UNKNOWN-QTOF, HIGH
unknown | maxis plus hd | unknown | qtof | unknown | high | Bruker Maxis plus HD, LC-UNKNOWN-QTOF, HIGH
unknown | maxis plus hd | lc | unknown | unknown | high | Bruker Maxis plus HD, LC-UNKNOWN-QTOF, HIGH
bruker | maxis plus hd | lc | qtof | unknown | unknown | Bruker Maxis plus HD, LC-UNKNOWN-QTOF, UNKNOWN
unknown | maxis plus hd | unknown | qtof | esi | unknown | Bruker Maxis plus HD, LC-ESI-QTOF, UNKNOWN
bruker | maxis plus hd | unknown | unknown | esi | high | Bruker Maxis plus HD, LC-ESI-QTOF, HIGH
bruker | maxis plus hd | unknown | qtof | unknown | high | Bruker Maxis plus HD, LC-UNKNOWN-QTOF, HIGH
unknown | maxis plus hd | unknown | unknown | unknown | unknown | Bruker Maxis plus HD, LC-UNKNOWN-QTOF, UNKNOWN
unknown | maxis plus hd | lc | qtof | esi | unknown | Bruker Maxis plus HD, LC-ESI-QTOF, UNKNOWN
bruker | maxis plus hd | lc | unknown | esi | unknown | Bruker Maxis plus HD, LC-ESI-QTOF, UNKNOWN
bruker | maxis plus hd | unknown | qtof | esi | unknown | Bruker Maxis plus HD, LC-ESI-QTOF, UNKNOWN
bruker | maxis plus hd | lc | unknown | unknown | high | Bruker Maxis plus HD, LC-UNKNOWN-QTOF, HIGH
unknown | maxis plus hd | lc | qtof | unknown | high | Bruker Maxis plus HD, LC-UNKNOWN-QTOF, HIGH
bruker | maxis plus hd | lc | unknown | esi | high | Bruker Maxis plus HD, LC-ESI-QTOF, HIGH
bruker | maxis plus hd | lc | unknown | unknown | unknown | Bruker Maxis plus HD, LC-UNKNOWN-QTOF, UNKNOWN
unknown | maxis plus hd | lc | qtof | unknown | unknown | Bruker Maxis plus HD, LC-UNKNOWN-QTOF, UNKNOWN
unknown | maxis plus hd | lc | unknown | esi | unknown | Bruker Maxis plus HD, LC-ESI-QTOF, UNKNOWN
unknown | maxis plus hd | unknown | unknown | esi | unknown | Bruker Maxis plus HD, LC-ESI-QTOF, UNKNOWN
unknown | maxis plus hd | unknown | unknown | unknown | high | Bruker Maxis plus HD, LC-UNKNOWN-QTOF, HIGH
unknown | maxis plus hd | unknown | qtof | unknown | unknown | Bruker Maxis plus HD, LC-UNKNOWN-QTOF, UNKNOWN
unknown | maxis plus hd | lc | unknown | unknown | unknown | Bruker Maxis plus HD, LC-UNKNOWN-QTOF, UNKNOWN
bruker | maxis plus hd | lc | qtof | esi | high | Bruker Maxis plus HD, LC-ESI-QTOF, HIGH
unknown | maxis plus hd | lc | qtof | esi | high | Bruker Maxis plus HD, LC-ESI-QTOF, HIGH
bruker | maxis plus hd | unknown | unknown | esi | unknown | Bruker Maxis plus HD, LC-ESI-QTOF, UNKNOWN
bruker | maxis plus hd | unknown | qtof | unknown | unknown | Bruker Maxis plus HD, LC-UNKNOWN-QTOF, UNKNOWN
bruker | maxis plus hd | unknown | unknown | unknown | high | Bruker Maxis plus HD, LC-UNKNOWN-QTOF, HIGH
bruker | maxis plus hd | lc | qtof | esi | unknown | Bruker Maxis plus HD, LC-ESI-QTOF, UNKNOWN
bruker | maxis plus hd | unknown | unknown | unknown | unknown | Bruker Maxis plus HD, LC-UNKNOWN-QTOF, UNKNOWN
bruker | maxis plus hd | unknown | qtof | esi | high | Bruker Maxis plus HD, LC-ESI-QTOF, HIGH
bruker | esquire 4000 | lc | qit | esi | high | Bruker Esquire 4000, LC-ESI-QIT, HIGH
unknown | esquire 4000 | unknown | unknown | unknown | unknown | Bruker Esquire 4000, LC-UNKNOWN-QIT, UNKNOWN
bruker | esquire 4000 | unknown | qit | unknown | high | Bruker Esquire 4000, LC-UNKNOWN-QIT, HIGH
bruker | esquire 4000 | unknown | unknown | esi | high | Bruker Esquire 4000, LC-ESI-QIT, HIGH
bruker | esquire 3000 | unknown | qit | esi | unknown | Bruker Esquire 3000, LC-ESI-QIT, UNKNOWN
unknown | esquire 4000 | lc | qit | esi | unknown | Bruker Esquire 4000, LC-ESI-QIT, UNKNOWN
bruker | esquire 3000 | unknown | unknown | esi | high | Bruker Esquire 3000, LC-ESI-QIT, HIGH
unknown | esquire 3000 | unknown | unknown | esi | unknown | Bruker Esquire 3000, LC-ESI-QIT, UNKNOWN
unknown | esquire 3000 | unknown | qit | unknown | unknown | Bruker Esquire 3000, LC-UNKNOWN-QIT, UNKNOWN
bruker | esquire 3000 | unknown | qit | esi | high | Bruker Esquire 3000, LC-ESI-QIT, HIGH
unknown | esquire 4000 | lc | qit | esi | high | Bruker Esquire 4000, LC-ESI-QIT, HIGH
unknown | esquire 3000 | unknown | unknown | unknown | high | Bruker Esquire 3000, LC-UNKNOWN-QIT, HIGH
unknown | esquire 4000 | unknown | unknown | unknown | high | Bruker Esquire 4000, LC-UNKNOWN-QIT, HIGH
bruker | esquire 4000 | unknown | qit | esi | high | Bruker Esquire 4000, LC-ESI-QIT, HIGH
unknown | esquire 4000 | unknown | qit | unknown | unknown | Bruker Esquire 4000, LC-UNKNOWN-QIT, UNKNOWN
unknown | esquire 4000 | unknown | unknown | esi | unknown | Bruker Esquire 4000, LC-ESI-QIT, UNKNOWN
unknown | esquire 3000 | lc | qit | esi | high | Bruker Esquire 3000, LC-ESI-QIT, HIGH
bruker | esquire 3000 | unknown | unknown | unknown | unknown | Bruker Esquire 3000, LC-UNKNOWN-QIT, UNKNOWN
unknown | esquire 3000 | lc | unknown | unknown | unknown | Bruker Esquire 3000, LC-UNKNOWN-QIT, UNKNOWN
unknown | esquire 4000 | lc | unknown | unknown | unknown | Bruker Esquire 4000, LC-UNKNOWN-QIT, UNKNOWN
bruker | esquire 3000 | lc | qit | esi | unknown | Bruker Esquire 3000, LC-ESI-QIT, UNKNOWN
bruker | esquire 4000 | lc | qit | esi | unknown | Bruker Esquire 4000, LC-ESI-QIT, UNKNOWN
unknown | esquire 3000 | lc | unknown | esi | high | Bruker Esquire 3000, LC-ESI-QIT, HIGH
unknown | esquire 3000 | lc | unknown | esi | unknown | Bruker Esquire 3000, LC-ESI-QIT, UNKNOWN
unknown | esquire 4000 | unknown | qit | esi | unknown | Bruker Esquire 4000, LC-ESI-QIT, UNKNOWN
unknown | esquire 3000 | lc | unknown | unknown | high | Bruker Esquire 3000, LC-UNKNOWN-QIT, HIGH
bruker | esquire 4000 | lc | unknown | unknown | unknown | Bruker Esquire 4000, LC-UNKNOWN-QIT, UNKNOWN
bruker | esquire 4000 | lc | qit | unknown | high | Bruker Esquire 4000, LC-UNKNOWN-QIT, HIGH
bruker | esquire 3000 | lc | qit | unknown | high | Bruker Esquire 3000, LC-UNKNOWN-QIT, HIGH
bruker | esquire 4000 | unknown | unknown | esi | unknown | Bruker Esquire 4000, LC-ESI-QIT, UNKNOWN
bruker | esquire 4000 | unknown | qit | unknown | unknown | Bruker Esquire 4000, LC-UNKNOWN-QIT, UNKNOWN
bruker | esquire 4000 | unknown | unknown | unknown | unknown | Bruker Esquire 4000, LC-UNKNOWN-QIT, UNKNOWN
bruker | esquire 3000 | lc | qit | esi | high | Bruker Esquire 3000, LC-ESI-QIT, HIGH
unknown | esquire 3000 | unknown | unknown | unknown | unknown | Bruker Esquire 3000, LC-UNKNOWN-QIT, UNKNOWN
bruker | esquire 3000 | unknown | qit | unknown | high | Bruker Esquire 3000, LC-UNKNOWN-QIT, HIGH
bruker | esquire 3000 | lc | unknown | unknown | high | Bruker Esquire 3000, LC-UNKNOWN-QIT, HIGH
bruker | esquire 4000 | unknown | qit | esi | unknown | Bruker Esquire 4000, LC-ESI-QIT, UNKNOWN
bruker | esquire 4000 | lc | unknown | unknown | high | Bruker Esquire 4000, LC-UNKNOWN-QIT, HIGH
unknown | esquire 3000 | lc | qit | esi | unknown | Bruker Esquire 3000, LC-ESI-QIT, UNKNOWN
bruker | esquire 4000 | lc | qit | unknown | unknown | Bruker Esquire 4000, LC-UNKNOWN-QIT, UNKNOWN
unknown | esquire 4000 | unknown | unknown | esi | high | Bruker Esquire 4000, LC-ESI-QIT, HIGH
unknown | esquire 4000 | unknown | qit | unknown | high | Bruker Esquire 4000, LC-UNKNOWN-QIT, HIGH
unknown | esquire 4000 | lc | qit | unknown | high | Bruker Esquire 4000, LC-UNKNOWN-QIT, HIGH
unknown | esquire 4000 | unknown | qit | esi | high | Bruker Esquire 4000, LC-ESI-QIT, HIGH
unknown | esquire 4000 | lc | unknown | esi | unknown | Bruker Esquire 4000, LC-ESI-QIT, UNKNOWN
unknown | esquire 4000 | lc | unknown | esi | high | Bruker Esquire 4000, LC-ESI-QIT, HIGH
unknown | esquire 4000 | lc | unknown | unknown | high | Bruker Esquire 4000, LC-UNKNOWN-QIT, HIGH
unknown | esquire 3000 | unknown | qit | esi | unknown | Bruker Esquire 3000, LC-ESI-QIT, UNKNOWN
bruker | esquire 4000 | unknown | unknown | unknown | high | Bruker Esquire 4000, LC-UNKNOWN-QIT, HIGH
unknown | esquire 3000 | unknown | qit | esi | high | Bruker Esquire 3000, LC-ESI-QIT, HIGH
unknown | esquire 3000 | lc | qit | unknown | unknown | Bruker Esquire 3000, LC-UNKNOWN-QIT, UNKNOWN
unknown | esquire 4000 | lc | qit | unknown | unknown | Bruker Esquire 4000, LC-UNKNOWN-QIT, UNKNOWN
bruker | esquire 4000 | lc | unknown | esi | high | Bruker Esquire 4000, LC-ESI-QIT, HIGH
bruker | esquire 3000 | lc | unknown | esi | high | Bruker Esquire 3000, LC-ESI-QIT, HIGH
bruker | esquire 3000 | unknown | unknown | esi | unknown | Bruker Esquire 3000, LC-ESI-QIT, UNKNOWN
bruker | esquire 3000 | lc | unknown | unknown | unknown | Bruker Esquire 3000, LC-UNKNOWN-QIT, UNKNOWN
bruker | esquire 3000 | unknown | unknown | unknown | high | Bruker Esquire 3000, LC-UNKNOWN-QIT, HIGH
bruker | esquire 3000 | unknown | qit | unknown | unknown | Bruker Esquire 3000, LC-UNKNOWN-QIT, UNKNOWN
bruker | esquire 3000 | lc | qit | unknown | unknown | Bruker Esquire 3000, LC-UNKNOWN-QIT, UNKNOWN
unknown | esquire 3000 | unknown | unknown | esi | high | Bruker Esquire 3000, LC-ESI-QIT, HIGH
bruker | esquire 4000 | lc | unknown | esi | unknown | Bruker Esquire 4000, LC-ESI-QIT, UNKNOWN
bruker | esquire 3000 | lc | unknown | esi | unknown | Bruker Esquire 3000, LC-ESI-QIT, UNKNOWN
unknown | esquire 3000 | unknown | qit | unknown | high | Bruker Esquire 3000, LC-UNKNOWN-QIT, HIGH
unknown | esquire 3000 | lc | qit | unknown | high | Bruker Esquire 3000, LC-UNKNOWN-QIT, HIGH
unknown | maxis ii hd | unknown | unknown | unknown | high | Bruker Maxis II HD, LC-UNKNOWN-QTOF, HIGH
bruker | maxis ii hd | unknown | qtof | esi | high | Bruker Maxis II HD, LC-ESI-QTOF, HIGH
unknown | maxis ii hd | lc | unknown | unknown | unknown | Bruker Maxis II HD, LC-UNKNOWN-QTOF, UNKNOWN
bruker | maxis ii hd | lc | qtof | esi | high | Bruker Maxis II HD, LC-ESI-QTOF, HIGH
unknown | maxis ii hd | lc | qtof | esi | high | Bruker Maxis II HD, LC-ESI-QTOF, HIGH
unknown | maxis ii hd | unknown | qtof | unknown | unknown | Bruker Maxis II HD, LC-UNKNOWN-QTOF, UNKNOWN
unknown | maxis ii hd | unknown | unknown | esi | unknown | Bruker Maxis II HD, LC-ESI-QTOF, UNKNOWN
unknown | maxis ii hd | lc | qtof | unknown | unknown | Bruker Maxis II HD, LC-UNKNOWN-QTOF, UNKNOWN
bruker | maxis ii hd | unknown | qtof | unknown | unknown | Bruker Maxis II HD, LC-UNKNOWN-QTOF, UNKNOWN
bruker | maxis ii hd | unknown | unknown | unknown | unknown | Bruker Maxis II HD, LC-UNKNOWN-QTOF, UNKNOWN
bruker | maxis ii hd | lc | unknown | unknown | unknown | Bruker Maxis II HD, LC-UNKNOWN-QTOF, UNKNOWN
bruker | maxis ii hd | lc | unknown | esi | high | Bruker Maxis II HD, LC-ESI-QTOF, HIGH
bruker | maxis ii hd | unknown | unknown | unknown | high | Bruker Maxis II HD, LC-UNKNOWN-QTOF, HIGH
bruker | maxis ii hd | lc | qtof | esi | unknown | Bruker Maxis II HD, LC-ESI-QTOF, UNKNOWN
bruker | maxis ii hd | lc | qtof | unknown | high | Bruker Maxis II HD, LC-UNKNOWN-QTOF, HIGH
bruker | maxis ii hd | unknown | unknown | esi | unknown | Bruker Maxis II HD, LC-ESI-QTOF, UNKNOWN
unknown | maxis ii hd | unknown | qtof | esi | unknown | Bruker Maxis II HD, LC-ESI-QTOF, UNKNOWN
unknown | maxis ii hd | lc | unknown | unknown | high | Bruker Maxis II HD, LC-UNKNOWN-QTOF, HIGH
unknown | maxis ii hd | lc | unknown | esi | unknown | Bruker Maxis II HD, LC-ESI-QTOF, UNKNOWN
unknown | maxis ii hd | lc | unknown | esi | high | Bruker Maxis II HD, LC-ESI-QTOF, HIGH
unknown | maxis ii hd | unknown | qtof | esi | high | Bruker Maxis II HD, LC-ESI-QTOF, HIGH
unknown | maxis ii hd | unknown | unknown | esi | high | Bruker Maxis II HD, LC-ESI-QTOF, HIGH
unknown | maxis ii hd | unknown | qtof | unknown | high | Bruker Maxis II HD, LC-UNKNOWN-QTOF, HIGH
bruker | maxis ii hd | lc | qtof | unknown | unknown | Bruker Maxis II HD, LC-UNKNOWN-QTOF, UNKNOWN
bruker | maxis ii hd | unknown | qtof | esi | unknown | Bruker Maxis II HD, LC-ESI-QTOF, UNKNOWN
bruker | maxis ii hd | lc | unknown | esi | unknown | Bruker Maxis II HD, LC-ESI-QTOF, UNKNOWN
unknown | maxis ii hd | lc | qtof | esi | unknown | Bruker Maxis II HD, LC-ESI-QTOF, UNKNOWN
bruker | maxis ii hd | lc | unknown | unknown | high | Bruker Maxis II HD, LC-UNKNOWN-QTOF, HIGH
bruker | maxis ii hd | unknown | qtof | unknown | high | Bruker Maxis II HD, LC-UNKNOWN-QTOF, HIGH
bruker | maxis ii hd | unknown | unknown | esi | high | Bruker Maxis II HD, LC-ESI-QTOF, HIGH
unknown | maxis ii hd | lc | qtof | unknown | high | Bruker Maxis II HD, LC-UNKNOWN-QTOF, HIGH
unknown | maxis ii hd | unknown | unknown | unknown | unknown | Bruker Maxis II HD, LC-UNKNOWN-QTOF, UNKNOWN
unknown | microtof q | unknown | unknown | apci | high | Bruker micrOTOF-Q, LC-APCI-QTOF, HIGH
bruker | microtof q | lc | qtof | unknown | unknown | Bruker micrOTOF-Q, LC-UNKNOWN-QTOF, UNKNOWN
bruker | microtof q | gc | unknown | apci | unknown | Bruker micrOTOF-Q, GC-APCI-QTOF, UNKNOWN
unknown | microtof q | unknown | unknown | esi | high | Bruker micrOTOF-Q, LC-ESI-QTOF, HIGH
unknown | microtof q | lc | unknown | esi | unknown | Bruker micrOTOF-Q, LC-ESI-QTOF, UNKNOWN
unknown | microtof q | unknown | qtof | esi | high | Bruker micrOTOF-Q, LC-ESI-QTOF, HIGH
unknown | microtof q | unknown | qtof | apci | unknown | Bruker micrOTOF-Q, LC-APCI-QTOF, UNKNOWN
bruker | microtof q | unknown | unknown | unknown | high | Bruker micrOTOF-Q, GC-UNKNOWN-QTOF, HIGH
bruker | microtof q | unknown | unknown | unknown | high | Bruker micrOTOF-Q, GC-UNKNOWN-QTOF, HIGH
bruker | microtof q | unknown | unknown | apci | unknown | Bruker micrOTOF-Q, LC-APCI-QTOF, UNKNOWN
bruker | microtof q | unknown | unknown | esi | unknown | Bruker micrOTOF-Q, LC-ESI-QTOF, UNKNOWN
unknown | microtof q | gc | unknown | apci | unknown | Bruker micrOTOF-Q, GC-APCI-QTOF, UNKNOWN
bruker | microtof q | gc | unknown | apci | high | Bruker micrOTOF-Q, GC-APCI-QTOF, HIGH
unknown | microtof q | gc | unknown | apci | high | Bruker micrOTOF-Q, GC-APCI-QTOF, HIGH
bruker | microtof q | gc | qtof | apci | unknown | Bruker micrOTOF-Q, GC-APCI-QTOF, UNKNOWN
bruker | microtof q | lc | qtof | esi | unknown | Bruker micrOTOF-Q, LC-ESI-QTOF, UNKNOWN
unknown | microtof q | lc | unknown | esi | high | Bruker micrOTOF-Q, LC-ESI-QTOF, HIGH
unknown | microtof q | gc | qtof | apci | unknown | Bruker micrOTOF-Q, GC-APCI-QTOF, UNKNOWN
bruker | microtof q | unknown | qtof | unknown | unknown | Bruker micrOTOF-Q, GC-UNKNOWN-QTOF, UNKNOWN
unknown | microtof q | lc | qtof | esi | unknown | Bruker micrOTOF-Q, LC-ESI-QTOF, UNKNOWN
bruker | microtof q | unknown | qtof | unknown | unknown | Bruker micrOTOF-Q, GC-UNKNOWN-QTOF, UNKNOWN
bruker | microtof q | unknown | unknown | unknown | unknown | Bruker micrOTOF-Q, GC-UNKNOWN-QTOF, UNKNOWN
bruker | microtof q | unknown | unknown | unknown | unknown | Bruker micrOTOF-Q, GC-UNKNOWN-QTOF, UNKNOWN
unknown | microtof q | unknown | qtof | esi | unknown | Bruker micrOTOF-Q, LC-ESI-QTOF, UNKNOWN
bruker | microtof q | unknown | unknown | apci | high | Bruker micrOTOF-Q, LC-APCI-QTOF, HIGH
bruker | microtof q | unknown | unknown | esi | high | Bruker micrOTOF-Q, LC-ESI-QTOF, HIGH
bruker | microtof q | lc | unknown | esi | high | Bruker micrOTOF-Q, LC-ESI-QTOF, HIGH
bruker | microtof q | unknown | qtof | apci | high | Bruker micrOTOF-Q, LC-APCI-QTOF, HIGH
bruker | microtof q | unknown | qtof | esi | high | Bruker micrOTOF-Q, LC-ESI-QTOF, HIGH
bruker | microtof q | gc | qtof | unknown | high | Bruker micrOTOF-Q, GC-UNKNOWN-QTOF, HIGH
bruker | microtof q | lc | qtof | unknown | high | Bruker micrOTOF-Q, LC-UNKNOWN-QTOF, HIGH
unknown | microtof q | lc | qtof | unknown | unknown | Bruker micrOTOF-Q, LC-UNKNOWN-QTOF, UNKNOWN
bruker | microtof q | unknown | qtof | unknown | high | Bruker micrOTOF-Q, GC-UNKNOWN-QTOF, HIGH
bruker | microtof q | unknown | qtof | unknown | high | Bruker micrOTOF-Q, GC-UNKNOWN-QTOF, HIGH
bruker | microtof q | gc | unknown | unknown | unknown | Bruker micrOTOF-Q, GC-UNKNOWN-QTOF, UNKNOWN
bruker | microtof q | lc | unknown | unknown | unknown | Bruker micrOTOF-Q, LC-UNKNOWN-QTOF, UNKNOWN
unknown | microtof q | lc | qtof | esi | high | Bruker micrOTOF-Q, LC-ESI-QTOF, HIGH
unknown | microtof q | unknown | unknown | unknown | high | Bruker micrOTOF-Q, GC-UNKNOWN-QTOF, HIGH
unknown | microtof q | unknown | unknown | unknown | high | Bruker micrOTOF-Q, GC-UNKNOWN-QTOF, HIGH
unknown | microtof q | unknown | unknown | apci | unknown | Bruker micrOTOF-Q, LC-APCI-QTOF, UNKNOWN
unknown | microtof q | unknown | qtof | unknown | high | Bruker micrOTOF-Q, GC-UNKNOWN-QTOF, HIGH
unknown | microtof q | unknown | qtof | unknown | high | Bruker micrOTOF-Q, GC-UNKNOWN-QTOF, HIGH
unknown | microtof q | unknown | unknown | esi | unknown | Bruker micrOTOF-Q, LC-ESI-QTOF, UNKNOWN
unknown | microtof q | unknown | qtof | unknown | unknown | Bruker micrOTOF-Q, GC-UNKNOWN-QTOF, UNKNOWN
unknown | microtof q | gc | unknown | unknown | high | Bruker micrOTOF-Q, GC-UNKNOWN-QTOF, HIGH
unknown | microtof q | lc | unknown | unknown | high | Bruker micrOTOF-Q, LC-UNKNOWN-QTOF, HIGH
unknown | microtof q | unknown | qtof | unknown | unknown | Bruker micrOTOF-Q, GC-UNKNOWN-QTOF, UNKNOWN
unknown | microtof q | gc | qtof | unknown | high | Bruker micrOTOF-Q, GC-UNKNOWN-QTOF, HIGH
unknown | microtof q | lc | qtof | unknown | high | Bruker micrOTOF-Q, LC-UNKNOWN-QTOF, HIGH
unknown | microtof q | gc | unknown | unknown | unknown | Bruker micrOTOF-Q, GC-UNKNOWN-QTOF, UNKNOWN
unknown | microtof q | gc | qtof | unknown | unknown | Bruker micrOTOF-Q, GC-UNKNOWN-QTOF, UNKNOWN
unknown | microtof q | lc | unknown | unknown | unknown | Bruker micrOTOF-Q, LC-UNKNOWN-QTOF, UNKNOWN
bruker | microtof q | unknown | qtof | apci | unknown | Bruker micrOTOF-Q, LC-APCI-QTOF, UNKNOWN
bruker | microtof q | unknown | qtof | esi | unknown | Bruker micrOTOF-Q, LC-ESI-QTOF, UNKNOWN
unknown | microtof q | unknown | unknown | unknown | unknown | Bruker micrOTOF-Q, GC-UNKNOWN-QTOF, UNKNOWN
bruker | microtof q | lc | unknown | esi | unknown | Bruker micrOTOF-Q, LC-ESI-QTOF, UNKNOWN
unknown | microtof q | gc | qtof | apci | high | Bruker micrOTOF-Q, GC-APCI-QTOF, HIGH
unknown | microtof q | unknown | unknown | unknown | unknown | Bruker micrOTOF-Q, GC-UNKNOWN-QTOF, UNKNOWN
bruker | microtof q | gc | qtof | apci | high | Bruker micrOTOF-Q, GC-APCI-QTOF, HIGH
unknown | microtof q | unknown | qtof | apci | high | Bruker micrOTOF-Q, LC-APCI-QTOF, HIGH
bruker | microtof q | lc | qtof | esi | high | Bruker micrOTOF-Q, LC-ESI-QTOF, HIGH
bruker | microtof q | gc | unknown | unknown | high | Bruker micrOTOF-Q, GC-UNKNOWN-QTOF, HIGH
bruker | microtof q | lc | unknown | unknown | high | Bruker micrOTOF-Q, LC-UNKNOWN-QTOF, HIGH
bruker | microtof q | gc | qtof | unknown | unknown | Bruker micrOTOF-Q, GC-UNKNOWN-QTOF, UNKNOWN
bruker | impact hd | lc | qtof | esi | high | Bruker Impact HD, LC-ESI-QTOF, HIGH
bruker | impact hd | unknown | unknown | esi | high | Bruker Impact HD, LC-ESI-QTOF, HIGH
bruker | impact hd | unknown | qtof | esi | unknown | Bruker Impact HD, LC-ESI-QTOF, UNKNOWN
unknown | impact hd | unknown | qtof | esi | high | Bruker Impact HD, LC-ESI-QTOF, HIGH
unknown | impact hd | lc | qtof | unknown | high | Bruker Impact HD, LC-UNKNOWN-QTOF, HIGH
unknown | impact hd | lc | qtof | esi | unknown | Bruker Impact HD, LC-ESI-QTOF, UNKNOWN
unknown | impact hd | lc | unknown | esi | unknown | Bruker Impact HD, LC-ESI-QTOF, UNKNOWN
unknown | impact hd | unknown | qtof | esi | unknown | Bruker Impact HD, LC-ESI-QTOF, UNKNOWN
bruker | impact hd | lc | unknown | esi | unknown | Bruker Impact HD, LC-ESI-QTOF, UNKNOWN
unknown | impact hd | lc | qtof | unknown | unknown | Bruker Impact HD, LC-UNKNOWN-QTOF, UNKNOWN
bruker | impact hd | unknown | qtof | unknown | high | Bruker Impact HD, LC-UNKNOWN-QTOF, HIGH
unknown | impact hd | lc | unknown | esi | high | Bruker Impact HD, LC-ESI-QTOF, HIGH
unknown | impact hd | lc | unknown | unknown | high | Bruker Impact HD, LC-UNKNOWN-QTOF, HIGH
bruker | impact hd | lc | unknown | unknown | high | Bruker Impact HD, LC-UNKNOWN-QTOF, HIGH
unknown | impact hd | unknown | qtof | unknown | high | Bruker Impact HD, LC-UNKNOWN-QTOF, HIGH
unknown | impact hd | unknown | unknown | esi | high | Bruker Impact HD, LC-ESI-QTOF, HIGH
bruker | impact hd | unknown | unknown | esi | unknown | Bruker Impact HD, LC-ESI-QTOF, UNKNOWN
bruker | impact hd | lc | qtof | esi | unknown | Bruker Impact HD, LC-ESI-QTOF, UNKNOWN
bruker | impact hd | lc | unknown | unknown | unknown | Bruker Impact HD, LC-UNKNOWN-QTOF, UNKNOWN
bruker | impact hd | unknown | unknown | unknown | high | Bruker Impact HD, LC-UNKNOWN-QTOF, HIGH
bruker | impact hd | unknown | qtof | unknown | unknown | Bruker Impact HD, LC-UNKNOWN-QTOF, UNKNOWN
unknown | impact hd | unknown | unknown | unknown | high | Bruker Impact HD, LC-UNKNOWN-QTOF, HIGH
unknown | impact hd | unknown | qtof | unknown | unknown | Bruker Impact HD, LC-UNKNOWN-QTOF, UNKNOWN
unknown | impact hd | lc | qtof | esi | high | Bruker Impact HD, LC-ESI-QTOF, HIGH
bruker | impact hd | unknown | qtof | esi | high | Bruker Impact HD, LC-ESI-QTOF, HIGH
bruker | impact hd | lc | qtof | unknown | unknown | Bruker Impact HD, LC-UNKNOWN-QTOF, UNKNOWN
unknown | impact hd | unknown | unknown | esi | unknown | Bruker Impact HD, LC-ESI-QTOF, UNKNOWN
unknown | impact hd | lc | unknown | unknown | unknown | Bruker Impact HD, LC-UNKNOWN-QTOF, UNKNOWN
bruker | impact hd | unknown | unknown | unknown | unknown | Bruker Impact HD, LC-UNKNOWN-QTOF, UNKNOWN
bruker | impact hd | lc | unknown | esi | high | Bruker Impact HD, LC-ESI-QTOF, HIGH
unknown | impact hd | unknown | unknown | unknown | unknown | Bruker Impact HD, LC-UNKNOWN-QTOF, UNKNOWN
bruker | impact hd | lc | qtof | unknown | high | Bruker Impact HD, LC-UNKNOWN-QTOF, HIGH
unknown | maxis hd | lc | qtof | esi | high | Bruker Maxis HD, LC-ESI-QTOF, HIGH
unknown | maxis hd | unknown | qtof | esi | high | Bruker Maxis HD, LC-ESI-QTOF, HIGH
unknown | maxis hd | lc | unknown | esi | unknown | Bruker Maxis HD, LC-ESI-QTOF, UNKNOWN
bruker | maxis hd | lc | qtof | esi | high | Bruker Maxis HD, LC-ESI-QTOF, HIGH
bruker | maxis hd | lc | unknown | unknown | unknown | Bruker Maxis HD, LC-UNKNOWN-QTOF, UNKNOWN
unknown | maxis hd | unknown | unknown | unknown | unknown | Bruker Maxis HD, LC-UNKNOWN-QTOF, UNKNOWN
unknown | maxis hd | lc | unknown | esi | high | Bruker Maxis HD, LC-ESI-QTOF, HIGH
bruker | maxis hd | unknown | qtof | unknown | unknown | Bruker Maxis HD, LC-UNKNOWN-QTOF, UNKNOWN
unknown | maxis hd | unknown | unknown | esi | high | Bruker Maxis HD, LC-ESI-QTOF, HIGH
unknown | maxis hd | unknown | unknown | unknown | high | Bruker Maxis HD, LC-UNKNOWN-QTOF, HIGH
bruker | maxis hd | unknown | unknown | esi | high | Bruker Maxis HD, LC-ESI-QTOF, HIGH
unknown | maxis hd | unknown | qtof | esi | unknown | Bruker Maxis HD, LC-ESI-QTOF, UNKNOWN
bruker | maxis hd | unknown | qtof | unknown | high | Bruker Maxis HD, LC-UNKNOWN-QTOF, HIGH
bruker | maxis hd | unknown | qtof | esi | high | Bruker Maxis HD, LC-ESI-QTOF, HIGH
bruker | maxis hd | lc | unknown | unknown | high | Bruker Maxis HD, LC-UNKNOWN-QTOF, HIGH
bruker | maxis hd | lc | qtof | unknown | unknown | Bruker Maxis HD, LC-UNKNOWN-QTOF, UNKNOWN
unknown | maxis hd | lc | qtof | unknown | unknown | Bruker Maxis HD, LC-UNKNOWN-QTOF, UNKNOWN
unknown | maxis hd | unknown | unknown | esi | unknown | Bruker Maxis HD, LC-ESI-QTOF, UNKNOWN
unknown | maxis hd | lc | qtof | esi | unknown | Bruker Maxis HD, LC-ESI-QTOF, UNKNOWN
unknown | maxis hd | lc | unknown | unknown | unknown | Bruker Maxis HD, LC-UNKNOWN-QTOF, UNKNOWN
unknown | maxis hd | lc | unknown | unknown | high | Bruker Maxis HD, LC-UNKNOWN-QTOF, HIGH
bruker | maxis hd | unknown | unknown | unknown | unknown | Bruker Maxis HD, LC-UNKNOWN-QTOF, UNKNOWN
unknown | maxis hd | unknown | qtof | unknown | high | Bruker Maxis HD, LC-UNKNOWN-QTOF, HIGH
unknown | maxis hd | unknown | qtof | unknown | unknown | Bruker Maxis HD, LC-UNKNOWN-QTOF, UNKNOWN
bruker | maxis hd | unknown | unknown | esi | unknown | Bruker Maxis HD, LC-ESI-QTOF, UNKNOWN
bruker | maxis hd | lc | unknown | esi | high | Bruker Maxis HD, LC-ESI-QTOF, HIGH
bruker | maxis hd | unknown | qtof | esi | unknown | Bruker Maxis HD, LC-ESI-QTOF, UNKNOWN
bruker | maxis hd | lc | qtof | unknown | high | Bruker Maxis HD, LC-UNKNOWN-QTOF, HIGH
bruker | maxis hd | lc | unknown | esi | unknown | Bruker Maxis HD, LC-ESI-QTOF, UNKNOWN
unknown | maxis hd | lc | qtof | unknown | high | Bruker Maxis HD, LC-UNKNOWN-QTOF, HIGH
bruker | maxis hd | unknown | unknown | unknown | high | Bruker Maxis HD, LC-UNKNOWN-QTOF, HIGH
bruker | maxis hd | lc | qtof | esi | unknown | Bruker Maxis HD, LC-ESI-QTOF, UNKNOWN
bruker | unknown | lc | qtof | esi | unknown | Bruker instrument, LC-ESI-QTOF, UNKNOWN
bruker | unknown | lc | qtof | esi | unknown | Bruker instrument, LC-ESI-QTOF, UNKNOWN
bruker | unknown | lc | qtof | esi | unknown | Bruker instrument, LC-ESI-QTOF, UNKNOWN
bruker | unknown | lc | qtof | esi | unknown | Bruker instrument, LC-ESI-QTOF, UNKNOWN
bruker | unknown | lc | qit | esi | unknown | Bruker instrument, LC-ESI-QIT, UNKNOWN
bruker | unknown | lc | qit | esi | unknown | Bruker instrument, LC-ESI-QIT, UNKNOWN
bruker | unknown | lc | qit | esi | unknown | Bruker instrument, LC-ESI-QIT, UNKNOWN
bruker | unknown | unknown | qtof | esi | high | Bruker instrument, LC-ESI-QTOF, HIGH
bruker | unknown | unknown | qtof | esi | high | Bruker instrument, LC-ESI-QTOF, HIGH
bruker | unknown | unknown | qtof | esi | high | Bruker instrument, LC-ESI-QTOF, HIGH
bruker | unknown | unknown | qtof | esi | high | Bruker instrument, LC-ESI-QTOF, HIGH
bruker | unknown | unknown | qtof | esi | high | Bruker instrument, LC-ESI-QTOF, HIGH
bruker | unknown | unknown | qtof | esi | high | Bruker instrument, LC-ESI-QTOF, HIGH
bruker | unknown | unknown | qit | esi | high | Bruker instrument, LC-ESI-QIT, HIGH
bruker | unknown | unknown | qit | esi | high | Bruker instrument, LC-ESI-QIT, HIGH
bruker | unknown | unknown | qit | esi | high | Bruker instrument, LC-ESI-QIT, HIGH
bruker | unknown | unknown | itft | esi | high | Bruker instrument, LC-ESI-ITFT, HIGH
bruker | unknown | unknown | itft | esi | high | Bruker instrument, LC-ESI-ITFT, HIGH
bruker | unknown | lc | qit | esi | unknown | Bruker instrument, LC-ESI-QIT, UNKNOWN
bruker | esquire | unknown | qit | unknown | low | Bruker Esquire, LC-UNKNOWN-QIT, LOW
bruker | apex qe | unknown | itft | unknown | high | Bruker APEX QE, LC-UNKNOWN-ITFT, HIGH
bruker | apex ii | unknown | itft | unknown | high | Bruker APEX II, LC-UNKNOWN-ITFT, HIGH
bruker | esquire | unknown | qit | esi | unknown | Bruker Esquire, LC-ESI-QIT, UNKNOWN
bruker | apex qe | unknown | itft | esi | unknown | Bruker APEX QE, LC-ESI-ITFT, UNKNOWN
bruker | apex ii | unknown | itft | esi | unknown | Bruker APEX II, LC-ESI-ITFT, UNKNOWN
unknown | unknown | unknown | qtof | unknown | unknown | UNKNOWN, UNKNOWN-UNKNOWN-QTOF, UNKNOWN
unknown | unknown | unknown | qtof | unknown | unknown | UNKNOWN, UNKNOWN-UNKNOWN-QTOF, UNKNOWN
unknown | unknown | unknown | qtof | unknown | unknown | UNKNOWN, UNKNOWN-UNKNOWN-QTOF, UNKNOWN
unknown | unknown | unknown | qtof | unknown | unknown | UNKNOWN, UNKNOWN-UNKNOWN-QTOF, UNKNOWN
unknown | esquire | lc | qit | esi | unknown | Bruker Esquire, LC-ESI-QIT, UNKNOWN
unknown | apex qe | lc | itft | esi | unknown | Bruker APEX QE, LC-ESI-ITFT, UNKNOWN
unknown | apex ii | lc | itft | esi | unknown | Bruker APEX II, LC-ESI-ITFT, UNKNOWN
bruker | esquire | lc | unknown | unknown | low | Bruker Esquire, LC-UNKNOWN-QIT, LOW
bruker | apex qe | lc | unknown | unknown | high | Bruker APEX QE, LC-UNKNOWN-ITFT, HIGH
bruker | apex ii | lc | unknown | unknown | high | Bruker APEX II, LC-UNKNOWN-ITFT, HIGH
bruker | esquire | lc | unknown | esi | unknown | Bruker Esquire, LC-ESI-QIT, UNKNOWN
bruker | apex qe | lc | unknown | esi | unknown | Bruker APEX QE, LC-ESI-ITFT, UNKNOWN
bruker | apex ii | lc | unknown | esi | unknown | Bruker APEX II, LC-ESI-ITFT, UNKNOWN
bruker | esquire | lc | qit | unknown | unknown | Bruker Esquire, LC-UNKNOWN-QIT, UNKNOWN
bruker | apex qe | lc | itft | unknown | unknown | Bruker APEX QE, LC-UNKNOWN-ITFT, UNKNOWN
bruker | apex ii | lc | itft | unknown | unknown | Bruker APEX II, LC-UNKNOWN-ITFT, UNKNOWN
unknown | unknown | lc | unknown | esi | high | UNKNOWN, LC-ESI-UNKNOWN, HIGH
unknown | unknown | lc | unknown | esi | high | UNKNOWN, LC-ESI-UNKNOWN, HIGH
unknown | unknown | unknown | qittof | maldi | high | UNKNOWN, LC-MALDI-QITTOF, HIGH
unknown | unknown | unknown | qtof | apci | high | UNKNOWN, LC-APCI-QTOF, HIGH
unknown | unknown | unknown | qtof | esi | high | UNKNOWN, LC-ESI-QTOF, HIGH
unknown | unknown | unknown | qtof | esi | high | UNKNOWN, LC-ESI-QTOF, HIGH
unknown | unknown | unknown | qtof | esi | high | UNKNOWN, LC-ESI-QTOF, HIGH
unknown | unknown | unknown | qtof | esi | high | UNKNOWN, LC-ESI-QTOF, HIGH
unknown | unknown | unknown | qtof | esi | high | UNKNOWN, LC-ESI-QTOF, HIGH
unknown | unknown | unknown | qtof | esi | high | UNKNOWN, LC-ESI-QTOF, HIGH
unknown | unknown | unknown | qit | esi | high | UNKNOWN, LC-ESI-QIT, HIGH
unknown | unknown | unknown | qit | esi | high | UNKNOWN, LC-ESI-QIT, HIGH
unknown | unknown | unknown | qit | esi | high | UNKNOWN, LC-ESI-QIT, HIGH
unknown | unknown | unknown | qit | esi | low | UNKNOWN, LC-ESI-QIT, LOW
unknown | unknown | unknown | itft | esi | high | UNKNOWN, LC-ESI-ITFT, HIGH
unknown | unknown | unknown | itft | esi | high | UNKNOWN, LC-ESI-ITFT, HIGH
unknown | unknown | lc | qit | unknown | high | UNKNOWN, LC-UNKNOWN-QIT, HIGH
unknown | unknown | lc | qit | unknown | low | UNKNOWN, LC-UNKNOWN-QIT, LOW
unknown | unknown | lc | itft | unknown | high | UNKNOWN, LC-UNKNOWN-ITFT, HIGH
unknown | unknown | lc | itft | unknown | high | UNKNOWN, LC-UNKNOWN-ITFT, HIGH
unknown | unknown | lc | unknown | maldi | high | UNKNOWN, LC-MALDI-UNKNOWN, HIGH
unknown | unknown | gc | unknown | apci | high | UNKNOWN, GC-APCI-UNKNOWN, HIGH
unknown | unknown | lc | unknown | esi | high | UNKNOWN, LC-ESI-UNKNOWN, HIGH
unknown | unknown | lc | unknown | esi | high | UNKNOWN, LC-ESI-UNKNOWN, HIGH
unknown | unknown | lc | unknown | esi | high | UNKNOWN, LC-ESI-UNKNOWN, HIGH
unknown | unknown | lc | unknown | esi | high | UNKNOWN, LC-ESI-UNKNOWN, HIGH
unknown | unknown | lc | unknown | esi | high | UNKNOWN, LC-ESI-UNKNOWN, HIGH
unknown | unknown | lc | unknown | esi | high | UNKNOWN, LC-ESI-UNKNOWN, HIGH
unknown | unknown | lc | unknown | esi | high | UNKNOWN, LC-ESI-UNKNOWN, HIGH
unknown | unknown | lc | unknown | esi | high | UNKNOWN, LC-ESI-UNKNOWN, HIGH
unknown | unknown | lc | unknown | esi | high | UNKNOWN, LC-ESI-UNKNOWN, HIGH
unknown | unknown | lc | unknown | esi | low | UNKNOWN, LC-ESI-UNKNOWN, LOW
unknown | unknown | lc | qit | esi | unknown | UNKNOWN, LC-ESI-QIT, UNKNOWN
unknown | unknown | lc | qit | esi | unknown | UNKNOWN, LC-ESI-QIT, UNKNOWN
unknown | unknown | lc | qit | esi | unknown | UNKNOWN, LC-ESI-QIT, UNKNOWN
unknown | unknown | lc | qit | esi | unknown | UNKNOWN, LC-ESI-QIT, UNKNOWN
unknown | unknown | lc | itft | esi | unknown | UNKNOWN, LC-ESI-ITFT, UNKNOWN
unknown | unknown | lc | itft | esi | unknown | UNKNOWN, LC-ESI-ITFT, UNKNOWN
unknown | unknown | lc | qittof | unknown | high | UNKNOWN, LC-UNKNOWN-QITTOF, HIGH
unknown | unknown | gc | qtof | unknown | high | UNKNOWN, GC-UNKNOWN-QTOF, HIGH
unknown | unknown | lc | qtof | unknown | high | UNKNOWN, LC-UNKNOWN-QTOF, HIGH
unknown | unknown | lc | qtof | unknown | high | UNKNOWN, LC-UNKNOWN-QTOF, HIGH
unknown | unknown | lc | qtof | unknown | high | UNKNOWN, LC-UNKNOWN-QTOF, HIGH
unknown | unknown | lc | unknown | unknown | unknown | UNKNOWN, LC-UNKNOWN-UNKNOWN, UNKNOWN
unknown | unknown | lc | unknown | unknown | unknown | UNKNOWN, LC-UNKNOWN-UNKNOWN, UNKNOWN
unknown | unknown | lc | unknown | unknown | unknown | UNKNOWN, LC-UNKNOWN-UNKNOWN, UNKNOWN
unknown | unknown | lc | unknown | unknown | unknown | UNKNOWN, LC-UNKNOWN-UNKNOWN, UNKNOWN
unknown | unknown | lc | unknown | unknown | unknown | UNKNOWN, LC-UNKNOWN-UNKNOWN, UNKNOWN
unknown | unknown | lc | unknown | unknown | unknown | UNKNOWN, LC-UNKNOWN-UNKNOWN, UNKNOWN
unknown | unknown | lc | unknown | unknown | unknown | UNKNOWN, LC-UNKNOWN-UNKNOWN, UNKNOWN
unknown | unknown | lc | unknown | unknown | unknown | UNKNOWN, LC-UNKNOWN-UNKNOWN, UNKNOWN
unknown | unknown | lc | unknown | unknown | unknown | UNKNOWN, LC-UNKNOWN-UNKNOWN, UNKNOWN
unknown | unknown | lc | unknown | unknown | unknown | UNKNOWN, LC-UNKNOWN-UNKNOWN, UNKNOWN
unknown | unknown | unknown | qittof | unknown | unknown | UNKNOWN, UNKNOWN-UNKNOWN-QITTOF, UNKNOWN
unknown | unknown | unknown | qtof | unknown | unknown | UNKNOWN, UNKNOWN-UNKNOWN-QTOF, UNKNOWN
unknown | unknown | lc | qtof | unknown | high | UNKNOWN, LC-UNKNOWN-QTOF, HIGH
unknown | unknown | lc | qtof | unknown | high | UNKNOWN, LC-UNKNOWN-QTOF, HIGH
unknown | unknown | lc | qtof | unknown | high | UNKNOWN, LC-UNKNOWN-QTOF, HIGH
unknown | unknown | lc | qit | unknown | high | UNKNOWN, LC-UNKNOWN-QIT, HIGH
unknown | unknown | lc | qit | unknown | high | UNKNOWN, LC-UNKNOWN-QIT, HIGH
unknown | esquire | unknown | unknown | esi | low | Bruker Esquire, LC-ESI-QIT, LOW
unknown | apex qe | unknown | unknown | esi | high | Bruker APEX QE, LC-ESI-ITFT, HIGH
unknown | apex ii | unknown | unknown | esi | high | Bruker APEX II, LC-ESI-ITFT, HIGH
unknown | unknown | lc | qittof | maldi | unknown | UNKNOWN, LC-MALDI-QITTOF, UNKNOWN
unknown | unknown | gc | qtof | apci | unknown | UNKNOWN, GC-APCI-QTOF, UNKNOWN
unknown | unknown | lc | qtof | esi | unknown | UNKNOWN, LC-ESI-QTOF, UNKNOWN
unknown | unknown | lc | qtof | esi | unknown | UNKNOWN, LC-ESI-QTOF, UNKNOWN
unknown | unknown | lc | qtof | esi | unknown | UNKNOWN, LC-ESI-QTOF, UNKNOWN
unknown | unknown | lc | qtof | esi | unknown | UNKNOWN, LC-ESI-QTOF, UNKNOWN
unknown | unknown | lc | qtof | esi | unknown | UNKNOWN, LC-ESI-QTOF, UNKNOWN
unknown | unknown | lc | qtof | esi | unknown | UNKNOWN, LC-ESI-QTOF, UNKNOWN
unknown | unknown | unknown | qtof | unknown | unknown | UNKNOWN, UNKNOWN-UNKNOWN-QTOF, UNKNOWN
unknown | unknown | unknown | qtof | unknown | unknown | UNKNOWN, UNKNOWN-UNKNOWN-QTOF, UNKNOWN
unknown | unknown | unknown | qit | unknown | unknown | UNKNOWN, UNKNOWN-UNKNOWN-QIT, UNKNOWN
unknown | unknown | unknown | qit | unknown | unknown | UNKNOWN, UNKNOWN-UNKNOWN-QIT, UNKNOWN
unknown | unknown | unknown | qit | unknown | unknown | UNKNOWN, UNKNOWN-UNKNOWN-QIT, UNKNOWN
unknown | unknown | unknown | qit | unknown | unknown | UNKNOWN, UNKNOWN-UNKNOWN-QIT, UNKNOWN
unknown | unknown | unknown | itft | unknown | unknown | UNKNOWN, UNKNOWN-UNKNOWN-ITFT, UNKNOWN
unknown | unknown | unknown | itft | unknown | unknown | UNKNOWN, UNKNOWN-UNKNOWN-ITFT, UNKNOWN
unknown | unknown | unknown | unknown | maldi | unknown | UNKNOWN, LC-MALDI-UNKNOWN, UNKNOWN
unknown | unknown | unknown | unknown | apci | unknown | UNKNOWN, LC-APCI-UNKNOWN, UNKNOWN
unknown | unknown | unknown | unknown | esi | unknown | UNKNOWN, LC-ESI-UNKNOWN, UNKNOWN
unknown | unknown | unknown | unknown | esi | unknown | UNKNOWN, LC-ESI-UNKNOWN, UNKNOWN
unknown | unknown | unknown | unknown | esi | unknown | UNKNOWN, LC-ESI-UNKNOWN, UNKNOWN
unknown | unknown | unknown | unknown | esi | unknown | UNKNOWN, LC-ESI-UNKNOWN, UNKNOWN
unknown | unknown | unknown | unknown | esi | unknown | UNKNOWN, LC-ESI-UNKNOWN, UNKNOWN
unknown | unknown | unknown | unknown | esi | unknown | UNKNOWN, LC-ESI-UNKNOWN, UNKNOWN
unknown | esquire | unknown | qit | unknown | low | Bruker Esquire, LC-UNKNOWN-QIT, LOW
unknown | apex qe | unknown | itft | unknown | high | Bruker APEX QE, LC-UNKNOWN-ITFT, HIGH
unknown | apex ii | unknown | itft | unknown | high | Bruker APEX II, LC-UNKNOWN-ITFT, HIGH
unknown | esquire | lc | qit | unknown | low | Bruker Esquire, LC-UNKNOWN-QIT, LOW
unknown | apex qe | lc | itft | unknown | high | Bruker APEX QE, LC-UNKNOWN-ITFT, HIGH
unknown | apex ii | lc | itft | unknown | high | Bruker APEX II, LC-UNKNOWN-ITFT, HIGH
unknown | esquire | unknown | qit | esi | unknown | Bruker Esquire, LC-ESI-QIT, UNKNOWN
unknown | apex qe | unknown | itft | esi | unknown | Bruker APEX QE, LC-ESI-ITFT, UNKNOWN
unknown | apex ii | unknown | itft | esi | unknown | Bruker APEX II, LC-ESI-ITFT, UNKNOWN
unknown | esquire | lc | unknown | unknown | low | Bruker Esquire, LC-UNKNOWN-QIT, LOW
unknown | apex qe | lc | unknown | unknown | high | Bruker APEX QE, LC-UNKNOWN-ITFT, HIGH
unknown | apex ii | lc | unknown | unknown | high | Bruker APEX II, LC-UNKNOWN-ITFT, HIGH
unknown | apex qe | lc | itft | unknown | unknown | Bruker APEX QE, LC-UNKNOWN-ITFT, UNKNOWN
unknown | apex ii | lc | itft | unknown | unknown | Bruker APEX II, LC-UNKNOWN-ITFT, UNKNOWN
unknown | unknown | lc | qtof | esi | high | UNKNOWN, LC-ESI-QTOF, HIGH
unknown | unknown | lc | qtof | esi | high | UNKNOWN, LC-ESI-QTOF, HIGH
unknown | unknown | lc | qtof | esi | high | UNKNOWN, LC-ESI-QTOF, HIGH
unknown | unknown | lc | qtof | esi | high | UNKNOWN, LC-ESI-QTOF, HIGH
unknown | unknown | lc | qtof | esi | high | UNKNOWN, LC-ESI-QTOF, HIGH
unknown | unknown | lc | qit | esi | high | UNKNOWN, LC-ESI-QIT, HIGH
unknown | unknown | lc | qit | esi | high | UNKNOWN, LC-ESI-QIT, HIGH
unknown | unknown | lc | qit | esi | high | UNKNOWN, LC-ESI-QIT, HIGH
unknown | unknown | lc | qit | esi | low | UNKNOWN, LC-ESI-QIT, LOW
unknown | esquire | lc | unknown | esi | low | Bruker Esquire, LC-ESI-QIT, LOW
unknown | apex qe | lc | unknown | esi | high | Bruker APEX QE, LC-ESI-ITFT, HIGH
unknown | apex ii | lc | unknown | esi | high | Bruker APEX II, LC-ESI-ITFT, HIGH
unknown | esquire | lc | unknown | esi | unknown | Bruker Esquire, LC-ESI-QIT, UNKNOWN
unknown | apex qe | lc | unknown | esi | unknown | Bruker APEX QE, LC-ESI-ITFT, UNKNOWN
unknown | apex ii | lc | unknown | esi | unknown | Bruker APEX II, LC-ESI-ITFT, UNKNOWN
bruker | unknown | unknown | unknown | esi | high | Bruker instrument, LC-ESI-UNKNOWN, HIGH
bruker | unknown | unknown | unknown | esi | low | Bruker instrument, LC-ESI-UNKNOWN, LOW
bruker | unknown | unknown | unknown | esi | high | Bruker instrument, LC-ESI-UNKNOWN, HIGH
bruker | unknown | unknown | unknown | esi | high | Bruker instrument, LC-ESI-UNKNOWN, HIGH
unknown | esquire | lc | qit | unknown | unknown | Bruker Esquire, LC-UNKNOWN-QIT, UNKNOWN
bruker | unknown | unknown | qit | unknown | high | Bruker instrument, UNKNOWN-UNKNOWN-QIT, HIGH
bruker | unknown | unknown | qit | unknown | high | Bruker instrument, UNKNOWN-UNKNOWN-QIT, HIGH
bruker | unknown | unknown | qit | unknown | high | Bruker instrument, UNKNOWN-UNKNOWN-QIT, HIGH
bruker | unknown | unknown | qit | unknown | low | Bruker instrument, UNKNOWN-UNKNOWN-QIT, LOW
bruker | unknown | unknown | itft | unknown | high | Bruker instrument, UNKNOWN-UNKNOWN-ITFT, HIGH
bruker | unknown | unknown | itft | unknown | high | Bruker instrument, UNKNOWN-UNKNOWN-ITFT, HIGH
bruker | unknown | unknown | unknown | maldi | high | Bruker instrument, LC-MALDI-UNKNOWN, HIGH
bruker | unknown | unknown | unknown | apci | high | Bruker instrument, LC-APCI-UNKNOWN, HIGH
bruker | unknown | unknown | unknown | esi | high | Bruker instrument, LC-ESI-UNKNOWN, HIGH
bruker | unknown | unknown | unknown | esi | high | Bruker instrument, LC-ESI-UNKNOWN, HIGH
bruker | unknown | unknown | unknown | esi | high | Bruker instrument, LC-ESI-UNKNOWN, HIGH
bruker | unknown | unknown | unknown | esi | high | Bruker instrument, LC-ESI-UNKNOWN, HIGH
bruker | unknown | unknown | unknown | esi | high | Bruker instrument, LC-ESI-UNKNOWN, HIGH
bruker | unknown | unknown | unknown | esi | high | Bruker instrument, LC-ESI-UNKNOWN, HIGH
bruker | unknown | unknown | unknown | esi | high | Bruker instrument, LC-ESI-UNKNOWN, HIGH
bruker | unknown | unknown | unknown | esi | high | Bruker instrument, LC-ESI-UNKNOWN, HIGH
bruker | unknown | unknown | qtof | esi | unknown | Bruker instrument, LC-ESI-QTOF, UNKNOWN
bruker | unknown | unknown | qtof | esi | unknown | Bruker instrument, LC-ESI-QTOF, UNKNOWN
bruker | unknown | unknown | qit | esi | unknown | Bruker instrument, LC-ESI-QIT, UNKNOWN
bruker | unknown | unknown | qit | esi | unknown | Bruker instrument, LC-ESI-QIT, UNKNOWN
bruker | unknown | unknown | qit | esi | unknown | Bruker instrument, LC-ESI-QIT, UNKNOWN
bruker | unknown | unknown | qit | esi | unknown | Bruker instrument, LC-ESI-QIT, UNKNOWN
bruker | unknown | unknown | itft | esi | unknown | Bruker instrument, LC-ESI-ITFT, UNKNOWN
bruker | unknown | unknown | itft | esi | unknown | Bruker instrument, LC-ESI-ITFT, UNKNOWN
bruker | unknown | unknown | qittof | unknown | high | Bruker instrument, UNKNOWN-UNKNOWN-QITTOF, HIGH
bruker | unknown | unknown | qtof | unknown | high | Bruker instrument, UNKNOWN-UNKNOWN-QTOF, HIGH
bruker | unknown | unknown | qtof | unknown | high | Bruker instrument, UNKNOWN-UNKNOWN-QTOF, HIGH
bruker | unknown | unknown | qtof | unknown | high | Bruker instrument, UNKNOWN-UNKNOWN-QTOF, HIGH
bruker | unknown | unknown | qtof | unknown | high | Bruker instrument, UNKNOWN-UNKNOWN-QTOF, HIGH
bruker | unknown | unknown | qtof | unknown | high | Bruker instrument, UNKNOWN-UNKNOWN-QTOF, HIGH
bruker | unknown | unknown | qtof | unknown | high | Bruker instrument, UNKNOWN-UNKNOWN-QTOF, HIGH
bruker | unknown | unknown | qit | esi | low | Bruker instrument, LC-ESI-QIT, LOW
bruker | unknown | lc | unknown | unknown | high | Bruker instrument, LC-UNKNOWN-UNKNOWN, HIGH
bruker | unknown | lc | unknown | unknown | high | Bruker instrument, LC-UNKNOWN-UNKNOWN, HIGH
bruker | unknown | lc | unknown | unknown | high | Bruker instrument, LC-UNKNOWN-UNKNOWN, HIGH
bruker | unknown | lc | unknown | unknown | high | Bruker instrument, LC-UNKNOWN-UNKNOWN, HIGH
bruker | unknown | lc | unknown | unknown | high | Bruker instrument, LC-UNKNOWN-UNKNOWN, HIGH
bruker | unknown | lc | unknown | unknown | high | Bruker instrument, LC-UNKNOWN-UNKNOWN, HIGH
bruker | unknown | lc | unknown | unknown | high | Bruker instrument, LC-UNKNOWN-UNKNOWN, HIGH
bruker | unknown | lc | unknown | unknown | low | Bruker instrument, LC-UNKNOWN-UNKNOWN, LOW
bruker | unknown | lc | unknown | unknown | high | Bruker instrument, LC-UNKNOWN-UNKNOWN, HIGH
bruker | unknown | lc | unknown | unknown | high | Bruker instrument, LC-UNKNOWN-UNKNOWN, HIGH
bruker | unknown | unknown | qittof | maldi | unknown | Bruker instrument, LC-MALDI-QITTOF, UNKNOWN
bruker | unknown | unknown | qtof | apci | unknown | Bruker instrument, LC-APCI-QTOF, UNKNOWN
bruker | unknown | unknown | qtof | esi | unknown | Bruker instrument, LC-ESI-QTOF, UNKNOWN
bruker | unknown | unknown | qtof | esi | unknown | Bruker instrument, LC-ESI-QTOF, UNKNOWN
bruker | unknown | unknown | qtof | esi | unknown | Bruker instrument, LC-ESI-QTOF, UNKNOWN
bruker | unknown | unknown | qtof | esi | unknown | Bruker instrument, LC-ESI-QTOF, UNKNOWN
bruker | unknown | lc | unknown | esi | unknown | Bruker instrument, LC-ESI-UNKNOWN, UNKNOWN
bruker | unknown | lc | unknown | esi | unknown | Bruker instrument, LC-ESI-UNKNOWN, UNKNOWN
bruker | unknown | lc | unknown | esi | unknown | Bruker instrument, LC-ESI-UNKNOWN, UNKNOWN
bruker | unknown | lc | unknown | esi | unknown | Bruker instrument, LC-ESI-UNKNOWN, UNKNOWN
bruker | unknown | lc | unknown | esi | unknown | Bruker instrument, LC-ESI-UNKNOWN, UNKNOWN
bruker | unknown | lc | unknown | esi | unknown | Bruker instrument, LC-ESI-UNKNOWN, UNKNOWN
bruker | unknown | lc | unknown | esi | unknown | Bruker instrument, LC-ESI-UNKNOWN, UNKNOWN
bruker | unknown | lc | unknown | esi | unknown | Bruker instrument, LC-ESI-UNKNOWN, UNKNOWN
bruker | unknown | lc | unknown | esi | unknown | Bruker instrument, LC-ESI-UNKNOWN, UNKNOWN
bruker | unknown | lc | unknown | esi | unknown | Bruker instrument, LC-ESI-UNKNOWN, UNKNOWN
bruker | unknown | lc | unknown | esi | unknown | Bruker instrument, LC-ESI-UNKNOWN, UNKNOWN
bruker | unknown | lc | unknown | esi | unknown | Bruker instrument, LC-ESI-UNKNOWN, UNKNOWN
bruker | unknown | lc | unknown | unknown | high | Bruker instrument, LC-UNKNOWN-UNKNOWN, HIGH
bruker | unknown | gc | unknown | unknown | high | Bruker instrument, GC-UNKNOWN-UNKNOWN, HIGH
bruker | unknown | lc | unknown | unknown | high | Bruker instrument, LC-UNKNOWN-UNKNOWN, HIGH
bruker | unknown | lc | unknown | unknown | high | Bruker instrument, LC-UNKNOWN-UNKNOWN, HIGH
bruker | unknown | lc | qittof | unknown | unknown | Bruker instrument, LC-UNKNOWN-QITTOF, UNKNOWN
bruker | unknown | gc | qtof | unknown | unknown | Bruker instrument, GC-UNKNOWN-QTOF, UNKNOWN
bruker | unknown | lc | qtof | unknown | unknown | Bruker instrument, LC-UNKNOWN-QTOF, UNKNOWN
bruker | unknown | lc | qtof | unknown | unknown | Bruker instrument, LC-UNKNOWN-QTOF, UNKNOWN
bruker | unknown | lc | qtof | unknown | unknown | Bruker instrument, LC-UNKNOWN-QTOF, UNKNOWN
bruker | unknown | lc | qtof | unknown | unknown | Bruker instrument, LC-UNKNOWN-QTOF, UNKNOWN
bruker | unknown | lc | qtof | unknown | unknown | Bruker instrument, LC-UNKNOWN-QTOF, UNKNOWN
bruker | unknown | lc | qtof | unknown | unknown | Bruker instrument, LC-UNKNOWN-QTOF, UNKNOWN
bruker | unknown | lc | qit | unknown | unknown | Bruker instrument, LC-UNKNOWN-QIT, UNKNOWN
bruker | unknown | lc | qit | unknown | unknown | Bruker instrument, LC-UNKNOWN-QIT, UNKNOWN
bruker | unknown | lc | qit | unknown | unknown | Bruker instrument, LC-UNKNOWN-QIT, UNKNOWN
bruker | unknown | lc | qit | unknown | unknown | Bruker instrument, LC-UNKNOWN-QIT, UNKNOWN
bruker | unknown | lc | itft | unknown | unknown | Bruker instrument, LC-UNKNOWN-ITFT, UNKNOWN
bruker | unknown | lc | itft | unknown | unknown | Bruker instrument, LC-UNKNOWN-ITFT, UNKNOWN
bruker | unknown | lc | unknown | maldi | unknown | Bruker instrument, LC-MALDI-UNKNOWN, UNKNOWN
bruker | unknown | gc | unknown | apci | unknown | Bruker instrument, GC-APCI-UNKNOWN, UNKNOWN
bruker | apex qe | unknown | unknown | esi | unknown | Bruker APEX QE, LC-ESI-ITFT, UNKNOWN
bruker | apex ii | unknown | unknown | esi | unknown | Bruker APEX II, LC-ESI-ITFT, UNKNOWN
bruker | unknown | lc | unknown | unknown | unknown | Bruker instrument, LC-UNKNOWN-UNKNOWN, UNKNOWN
bruker | unknown | lc | qtof | esi | high | Bruker instrument, LC-ESI-QTOF, HIGH
bruker | unknown | unknown | unknown | unknown | unknown | Bruker instrument, UNKNOWN, UNKNOWN
bruker | unknown | unknown | unknown | unknown | unknown | Bruker instrument, UNKNOWN, UNKNOWN
bruker | unknown | lc | unknown | unknown | unknown | Bruker instrument, LC-UNKNOWN-UNKNOWN, UNKNOWN
bruker | esquire | lc | qit | esi | unknown | Bruker Esquire, LC-ESI-QIT, UNKNOWN
bruker | apex qe | lc | itft | esi | unknown | Bruker APEX QE, LC-ESI-ITFT, UNKNOWN
bruker | apex ii | lc | itft | esi | unknown | Bruker APEX II, LC-ESI-ITFT, UNKNOWN
unknown | esquire | unknown | qit | esi | low | Bruker Esquire, LC-ESI-QIT, LOW
unknown | apex qe | unknown | itft | esi | high | Bruker APEX QE, LC-ESI-ITFT, HIGH
unknown | apex ii | unknown | itft | esi | high | Bruker APEX II, LC-ESI-ITFT, HIGH
unknown | unknown | lc | qittof | maldi | high | UNKNOWN, LC-MALDI-QITTOF, HIGH
unknown | unknown | gc | qtof | apci | high | UNKNOWN, GC-APCI-QTOF, HIGH
unknown | unknown | lc | qtof | esi | high | UNKNOWN, LC-ESI-QTOF, HIGH
bruker | unknown | unknown | unknown | unknown | unknown | Bruker instrument, UNKNOWN, UNKNOWN
bruker | esquire | unknown | unknown | unknown | low | Bruker Esquire, LC-UNKNOWN-QIT, LOW
bruker | apex qe | unknown | unknown | unknown | high | Bruker APEX QE, LC-UNKNOWN-ITFT, HIGH
bruker | apex ii | unknown | unknown | unknown | high | Bruker APEX II, LC-UNKNOWN-ITFT, HIGH
bruker | esquire | unknown | qit | unknown | unknown | Bruker Esquire, LC-UNKNOWN-QIT, UNKNOWN
bruker | apex qe | unknown | itft | unknown | unknown | Bruker APEX QE, LC-UNKNOWN-ITFT, UNKNOWN
bruker | apex ii | unknown | itft | unknown | unknown | Bruker APEX II, LC-UNKNOWN-ITFT, UNKNOWN
bruker | unknown | unknown | unknown | unknown | unknown | Bruker instrument, UNKNOWN, UNKNOWN
bruker | unknown | unknown | unknown | unknown | unknown | Bruker instrument, UNKNOWN, UNKNOWN
bruker | unknown | unknown | unknown | unknown | unknown | Bruker instrument, UNKNOWN, UNKNOWN
bruker | unknown | unknown | unknown | unknown | unknown | Bruker instrument, UNKNOWN, UNKNOWN
bruker | unknown | unknown | unknown | unknown | unknown | Bruker instrument, UNKNOWN, UNKNOWN
bruker | esquire | lc | qit | unknown | low | Bruker Esquire, LC-UNKNOWN-QIT, LOW
bruker | apex qe | lc | itft | unknown | high | Bruker APEX QE, LC-UNKNOWN-ITFT, HIGH
bruker | apex ii | lc | itft | unknown | high | Bruker APEX II, LC-UNKNOWN-ITFT, HIGH
bruker | unknown | unknown | qtof | unknown | high | Bruker instrument, UNKNOWN-UNKNOWN-QTOF, HIGH
unknown | unknown | lc | itft | esi | high | UNKNOWN, LC-ESI-ITFT, HIGH
unknown | unknown | lc | itft | esi | high | UNKNOWN, LC-ESI-ITFT, HIGH
bruker | unknown | unknown | unknown | unknown | unknown | Bruker instrument, UNKNOWN, UNKNOWN
bruker | unknown | unknown | unknown | unknown | unknown | Bruker instrument, UNKNOWN, UNKNOWN
bruker | esquire | lc | qit | esi | low | Bruker Esquire, LC-ESI-QIT, LOW
bruker | esquire | unknown | unknown | esi | unknown | Bruker Esquire, LC-ESI-QIT, UNKNOWN
bruker | esquire | lc | unknown | unknown | unknown | Bruker Esquire, LC-UNKNOWN-QIT, UNKNOWN
bruker | apex qe | lc | unknown | unknown | unknown | Bruker APEX QE, LC-UNKNOWN-ITFT, UNKNOWN
bruker | apex ii | lc | unknown | unknown | unknown | Bruker APEX II, LC-UNKNOWN-ITFT, UNKNOWN
bruker | apex qe | lc | itft | esi | high | Bruker APEX QE, LC-ESI-ITFT, HIGH
bruker | unknown | lc | unknown | unknown | unknown | Bruker instrument, LC-UNKNOWN-UNKNOWN, UNKNOWN
unknown | esquire | unknown | unknown | unknown | unknown | Bruker Esquire, LC-UNKNOWN-QIT, UNKNOWN
unknown | apex qe | unknown | unknown | unknown | unknown | Bruker APEX QE, LC-UNKNOWN-ITFT, UNKNOWN
unknown | unknown | unknown | unknown | esi | unknown | UNKNOWN, LC-ESI-UNKNOWN, UNKNOWN
unknown | unknown | unknown | unknown | esi | unknown | UNKNOWN, LC-ESI-UNKNOWN, UNKNOWN
unknown | unknown | unknown | unknown | esi | unknown | UNKNOWN, LC-ESI-UNKNOWN, UNKNOWN
unknown | unknown | unknown | unknown | esi | unknown | UNKNOWN, LC-ESI-UNKNOWN, UNKNOWN
unknown | unknown | unknown | unknown | esi | unknown | UNKNOWN, LC-ESI-UNKNOWN, UNKNOWN
unknown | unknown | unknown | unknown | esi | unknown | UNKNOWN, LC-ESI-UNKNOWN, UNKNOWN
unknown | apex ii | unknown | unknown | unknown | unknown | Bruker APEX II, LC-UNKNOWN-ITFT, UNKNOWN
unknown | unknown | lc | unknown | unknown | unknown | UNKNOWN, LC-UNKNOWN-UNKNOWN, UNKNOWN
bruker | unknown | lc | unknown | maldi | high | Bruker instrument, LC-MALDI-UNKNOWN, HIGH
bruker | unknown | gc | unknown | apci | high | Bruker instrument, GC-APCI-UNKNOWN, HIGH
bruker | unknown | lc | unknown | esi | high | Bruker instrument, LC-ESI-UNKNOWN, HIGH
bruker | unknown | lc | unknown | esi | high | Bruker instrument, LC-ESI-UNKNOWN, HIGH
bruker | unknown | lc | unknown | esi | high | Bruker instrument, LC-ESI-UNKNOWN, HIGH
bruker | esquire | lc | unknown | esi | low | Bruker Esquire, LC-ESI-QIT, LOW
bruker | apex qe | lc | unknown | esi | high | Bruker APEX QE, LC-ESI-ITFT, HIGH
bruker | apex ii | lc | unknown | esi | high | Bruker APEX II, LC-ESI-ITFT, HIGH
bruker | unknown | lc | unknown | esi | high | Bruker instrument, LC-ESI-UNKNOWN, HIGH
bruker | unknown | lc | unknown | esi | high | Bruker instrument, LC-ESI-UNKNOWN, HIGH
bruker | unknown | lc | unknown | esi | high | Bruker instrument, LC-ESI-UNKNOWN, HIGH
bruker | unknown | lc | unknown | esi | high | Bruker instrument, LC-ESI-UNKNOWN, HIGH
unknown | unknown | unknown | unknown | esi | high | UNKNOWN, LC-ESI-UNKNOWN, HIGH
unknown | unknown | unknown | unknown | esi | high | UNKNOWN, LC-ESI-UNKNOWN, HIGH
unknown | unknown | unknown | unknown | esi | high | UNKNOWN, LC-ESI-UNKNOWN, HIGH
unknown | unknown | unknown | unknown | esi | high | UNKNOWN, LC-ESI-UNKNOWN, HIGH
unknown | unknown | unknown | unknown | esi | high | UNKNOWN, LC-ESI-UNKNOWN, HIGH
unknown | unknown | unknown | unknown | esi | low | UNKNOWN, LC-ESI-UNKNOWN, LOW
unknown | unknown | unknown | unknown | esi | high | UNKNOWN, LC-ESI-UNKNOWN, HIGH
unknown | unknown | unknown | unknown | esi | high | UNKNOWN, LC-ESI-UNKNOWN, HIGH
bruker | unknown | lc | unknown | esi | high | Bruker instrument, LC-ESI-UNKNOWN, HIGH
bruker | unknown | lc | unknown | esi | high | Bruker instrument, LC-ESI-UNKNOWN, HIGH
bruker | unknown | lc | unknown | esi | low | Bruker instrument, LC-ESI-UNKNOWN, LOW
bruker | unknown | lc | unknown | esi | high | Bruker instrument, LC-ESI-UNKNOWN, HIGH
unknown | unknown | unknown | qtof | unknown | high | UNKNOWN, UNKNOWN-UNKNOWN-QTOF, HIGH
unknown | unknown | unknown | qtof | unknown | high | UNKNOWN, UNKNOWN-UNKNOWN-QTOF, HIGH
unknown | unknown | unknown | qtof | unknown | high | UNKNOWN, UNKNOWN-UNKNOWN-QTOF, HIGH
unknown | unknown | unknown | qtof | unknown | high | UNKNOWN, UNKNOWN-UNKNOWN-QTOF, HIGH
unknown | unknown | unknown | qit | unknown | high | UNKNOWN, UNKNOWN-UNKNOWN-QIT, HIGH
unknown | unknown | unknown | qit | unknown | high | UNKNOWN, UNKNOWN-UNKNOWN-QIT, HIGH
unknown | unknown | unknown | qit | unknown | high | UNKNOWN, UNKNOWN-UNKNOWN-QIT, HIGH
unknown | unknown | unknown | qit | unknown | low | UNKNOWN, UNKNOWN-UNKNOWN-QIT, LOW
unknown | unknown | unknown | itft | unknown | high | UNKNOWN, UNKNOWN-UNKNOWN-ITFT, HIGH
unknown | unknown | unknown | itft | unknown | high | UNKNOWN, UNKNOWN-UNKNOWN-ITFT, HIGH
unknown | unknown | unknown | unknown | maldi | high | UNKNOWN, LC-MALDI-UNKNOWN, HIGH
unknown | unknown | unknown | unknown | apci | high | UNKNOWN, LC-APCI-UNKNOWN, HIGH
unknown | unknown | unknown | unknown | esi | high | UNKNOWN, LC-ESI-UNKNOWN, HIGH
unknown | unknown | unknown | unknown | esi | high | UNKNOWN, LC-ESI-UNKNOWN, HIGH
unknown | unknown | unknown | unknown | esi | high | UNKNOWN, LC-ESI-UNKNOWN, HIGH
unknown | unknown | unknown | unknown | esi | high | UNKNOWN, LC-ESI-UNKNOWN, HIGH
unknown | unknown | unknown | qtof | esi | unknown | UNKNOWN, LC-ESI-QTOF, UNKNOWN
unknown | unknown | unknown | qtof | esi | unknown | UNKNOWN, LC-ESI-QTOF, UNKNOWN
unknown | unknown | unknown | qtof | esi | unknown | UNKNOWN, LC-ESI-QTOF, UNKNOWN
unknown | unknown | unknown | qtof | esi | unknown | UNKNOWN, LC-ESI-QTOF, UNKNOWN
unknown | unknown | unknown | qtof | esi | unknown | UNKNOWN, LC-ESI-QTOF, UNKNOWN
unknown | unknown | unknown | qtof | esi | unknown | UNKNOWN, LC-ESI-QTOF, UNKNOWN
unknown | unknown | unknown | qit | esi | unknown | UNKNOWN, LC-ESI-QIT, UNKNOWN
unknown | unknown | unknown | qit | esi | unknown | UNKNOWN, LC-ESI-QIT, UNKNOWN
unknown | unknown | unknown | qit | esi | unknown | UNKNOWN, LC-ESI-QIT, UNKNOWN
unknown | unknown | unknown | qit | esi | unknown | UNKNOWN, LC-ESI-QIT, UNKNOWN
unknown | unknown | unknown | itft | esi | unknown | UNKNOWN, LC-ESI-ITFT, UNKNOWN
unknown | unknown | unknown | itft | esi | unknown | UNKNOWN, LC-ESI-ITFT, UNKNOWN
unknown | unknown | unknown | qittof | unknown | high | UNKNOWN, UNKNOWN-UNKNOWN-QITTOF, HIGH
unknown | unknown | unknown | qtof | unknown | high | UNKNOWN, UNKNOWN-UNKNOWN-QTOF, HIGH
unknown | unknown | unknown | qtof | unknown | high | UNKNOWN, UNKNOWN-UNKNOWN-QTOF, HIGH
unknown | unknown | unknown | qtof | unknown | high | UNKNOWN, UNKNOWN-UNKNOWN-QTOF, HIGH
unknown | unknown | lc | unknown | unknown | high | UNKNOWN, LC-UNKNOWN-UNKNOWN, HIGH
unknown | unknown | gc | unknown | unknown | high | UNKNOWN, GC-UNKNOWN-UNKNOWN, HIGH
unknown | unknown | lc | unknown | unknown | high | UNKNOWN, LC-UNKNOWN-UNKNOWN, HIGH
unknown | unknown | lc | unknown | unknown | high | UNKNOWN, LC-UNKNOWN-UNKNOWN, HIGH
bruker | unknown | lc | unknown | esi | high | Bruker instrument, LC-ESI-UNKNOWN, HIGH
unknown | unknown | lc | unknown | unknown | high | UNKNOWN, LC-UNKNOWN-UNKNOWN, HIGH
unknown | unknown | lc | unknown | unknown | high | UNKNOWN, LC-UNKNOWN-UNKNOWN, HIGH
unknown | unknown | lc | unknown | unknown | high | UNKNOWN, LC-UNKNOWN-UNKNOWN, HIGH
unknown | unknown | lc | unknown | unknown | high | UNKNOWN, LC-UNKNOWN-UNKNOWN, HIGH
unknown | unknown | lc | unknown | unknown | high | UNKNOWN, LC-UNKNOWN-UNKNOWN, HIGH
unknown | unknown | lc | unknown | unknown | high | UNKNOWN, LC-UNKNOWN-UNKNOWN, HIGH
unknown | unknown | lc | unknown | unknown | low | UNKNOWN, LC-UNKNOWN-UNKNOWN, LOW
unknown | unknown | lc | unknown | unknown | high | UNKNOWN, LC-UNKNOWN-UNKNOWN, HIGH
unknown | unknown | lc | unknown | unknown | high | UNKNOWN, LC-UNKNOWN-UNKNOWN, HIGH
unknown | unknown | unknown | qittof | maldi | unknown | UNKNOWN, LC-MALDI-QITTOF, UNKNOWN
unknown | unknown | unknown | qtof | apci | unknown | UNKNOWN, LC-APCI-QTOF, UNKNOWN
unknown | unknown | lc | itft | unknown | unknown | UNKNOWN, LC-UNKNOWN-ITFT, UNKNOWN
unknown | unknown | lc | itft | unknown | unknown | UNKNOWN, LC-UNKNOWN-ITFT, UNKNOWN
unknown | unknown | lc | unknown | maldi | unknown | UNKNOWN, LC-MALDI-UNKNOWN, UNKNOWN
unknown | unknown | gc | unknown | apci | unknown | UNKNOWN, GC-APCI-UNKNOWN, UNKNOWN
unknown | unknown | lc | unknown | esi | unknown | UNKNOWN, LC-ESI-UNKNOWN, UNKNOWN
unknown | unknown | lc | unknown | esi | unknown | UNKNOWN, LC-ESI-UNKNOWN, UNKNOWN
unknown | unknown | lc | unknown | esi | unknown | UNKNOWN, LC-ESI-UNKNOWN, UNKNOWN
unknown | unknown | lc | unknown | esi | unknown | UNKNOWN, LC-ESI-UNKNOWN, UNKNOWN
unknown | unknown | lc | unknown | esi | unknown | UNKNOWN, LC-ESI-UNKNOWN, UNKNOWN
unknown | unknown | lc | unknown | esi | unknown | UNKNOWN, LC-ESI-UNKNOWN, UNKNOWN
unknown | unknown | lc | unknown | esi | unknown | UNKNOWN, LC-ESI-UNKNOWN, UNKNOWN
unknown | unknown | lc | unknown | esi | unknown | UNKNOWN, LC-ESI-UNKNOWN, UNKNOWN
unknown | unknown | lc | unknown | esi | unknown | UNKNOWN, LC-ESI-UNKNOWN, UNKNOWN
unknown | unknown | lc | unknown | esi | unknown | UNKNOWN, LC-ESI-UNKNOWN, UNKNOWN
unknown | unknown | lc | unknown | esi | unknown | UNKNOWN, LC-ESI-UNKNOWN, UNKNOWN
unknown | unknown | lc | unknown | esi | unknown | UNKNOWN, LC-ESI-UNKNOWN, UNKNOWN
unknown | esquire | unknown | unknown | unknown | low | Bruker Esquire, LC-UNKNOWN-QIT, LOW
unknown | apex qe | unknown | unknown | unknown | high | Bruker APEX QE, LC-UNKNOWN-ITFT, HIGH
unknown | apex ii | unknown | unknown | unknown | high | Bruker APEX II, LC-UNKNOWN-ITFT, HIGH
unknown | unknown | lc | qittof | unknown | unknown | UNKNOWN, LC-UNKNOWN-QITTOF, UNKNOWN
unknown | unknown | gc | qtof | unknown | unknown | UNKNOWN, GC-UNKNOWN-QTOF, UNKNOWN
unknown | unknown | lc | qtof | unknown | unknown | UNKNOWN, LC-UNKNOWN-QTOF, UNKNOWN
unknown | unknown | lc | qtof | unknown | unknown | UNKNOWN, LC-UNKNOWN-QTOF, UNKNOWN
unknown | unknown | lc | qtof | unknown | unknown | UNKNOWN, LC-UNKNOWN-QTOF, UNKNOWN
unknown | unknown | lc | qtof | unknown | unknown | UNKNOWN, LC-UNKNOWN-QTOF, UNKNOWN
unknown | unknown | lc | qtof | unknown | unknown | UNKNOWN, LC-UNKNOWN-QTOF, UNKNOWN
unknown | unknown | lc | qtof | unknown | unknown | UNKNOWN, LC-UNKNOWN-QTOF, UNKNOWN
unknown | unknown | lc | qit | unknown | unknown | UNKNOWN, LC-UNKNOWN-QIT, UNKNOWN
unknown | unknown | lc | qit | unknown | unknown | UNKNOWN, LC-UNKNOWN-QIT, UNKNOWN
unknown | unknown | lc | qit | unknown | unknown | UNKNOWN, LC-UNKNOWN-QIT, UNKNOWN
unknown | unknown | lc | qit | unknown | unknown | UNKNOWN, LC-UNKNOWN-QIT, UNKNOWN
unknown | esquire | unknown | unknown | esi | unknown | Bruker Esquire, LC-ESI-QIT, UNKNOWN
unknown | apex qe | unknown | unknown | esi | unknown | Bruker APEX QE, LC-ESI-ITFT, UNKNOWN
unknown | apex ii | unknown | unknown | esi | unknown | Bruker APEX II, LC-ESI-ITFT, UNKNOWN
bruker | unknown | unknown | qittof | maldi | high | Bruker instrument, LC-MALDI-QITTOF, HIGH
bruker | unknown | unknown | qtof | apci | high | Bruker instrument, LC-APCI-QTOF, HIGH
bruker | unknown | lc | itft | esi | unknown | Bruker instrument, LC-ESI-ITFT, UNKNOWN
bruker | unknown | lc | itft | esi | unknown | Bruker instrument, LC-ESI-ITFT, UNKNOWN
bruker | unknown | lc | qittof | unknown | high | Bruker instrument, LC-UNKNOWN-QITTOF, HIGH
bruker | unknown | gc | qtof | unknown | high | Bruker instrument, GC-UNKNOWN-QTOF, HIGH
bruker | unknown | lc | qtof | unknown | high | Bruker instrument, LC-UNKNOWN-QTOF, HIGH
bruker | unknown | lc | qtof | unknown | high | Bruker instrument, LC-UNKNOWN-QTOF, HIGH
bruker | esquire | unknown | qit | esi | low | Bruker Esquire, LC-ESI-QIT, LOW
bruker | apex qe | unknown | itft | esi | high | Bruker APEX QE, LC-ESI-ITFT, HIGH
bruker | apex ii | unknown | itft | esi | high | Bruker APEX II, LC-ESI-ITFT, HIGH
bruker | unknown | lc | qittof | maldi | high | Bruker instrument, LC-MALDI-QITTOF, HIGH
bruker | unknown | gc | qtof | apci | high | Bruker instrument, GC-APCI-QTOF, HIGH
bruker | unknown | lc | qtof | esi | high | Bruker instrument, LC-ESI-QTOF, HIGH
bruker | unknown | lc | qtof | esi | high | Bruker instrument, LC-ESI-QTOF, HIGH
bruker | unknown | lc | qtof | esi | high | Bruker instrument, LC-ESI-QTOF, HIGH
bruker | unknown | lc | qtof | esi | high | Bruker instrument, LC-ESI-QTOF, HIGH
unknown | esquire | unknown | qit | unknown | unknown | Bruker Esquire, LC-UNKNOWN-QIT, UNKNOWN
unknown | apex qe | unknown | itft | unknown | unknown | Bruker APEX QE, LC-UNKNOWN-ITFT, UNKNOWN
unknown | apex ii | unknown | itft | unknown | unknown | Bruker APEX II, LC-UNKNOWN-ITFT, UNKNOWN
bruker | unknown | lc | qtof | unknown | high | Bruker instrument, LC-UNKNOWN-QTOF, HIGH
bruker | unknown | lc | qtof | unknown | high | Bruker instrument, LC-UNKNOWN-QTOF, HIGH
bruker | unknown | lc | qtof | unknown | high | Bruker instrument, LC-UNKNOWN-QTOF, HIGH
bruker | unknown | lc | qtof | unknown | high | Bruker instrument, LC-UNKNOWN-QTOF, HIGH
bruker | unknown | lc | qit | unknown | high | Bruker instrument, LC-UNKNOWN-QIT, HIGH
bruker | unknown | lc | qit | unknown | high | Bruker instrument, LC-UNKNOWN-QIT, HIGH
unknown | esquire | lc | unknown | unknown | unknown | Bruker Esquire, LC-UNKNOWN-QIT, UNKNOWN
unknown | apex qe | lc | unknown | unknown | unknown | Bruker APEX QE, LC-UNKNOWN-ITFT, UNKNOWN
unknown | apex ii | lc | unknown | unknown | unknown | Bruker APEX II, LC-UNKNOWN-ITFT, UNKNOWN
bruker | unknown | lc | qit | unknown | high | Bruker instrument, LC-UNKNOWN-QIT, HIGH
bruker | unknown | lc | qit | unknown | low | Bruker instrument, LC-UNKNOWN-QIT, LOW
bruker | unknown | lc | itft | unknown | high | Bruker instrument, LC-UNKNOWN-ITFT, HIGH
bruker | unknown | unknown | unknown | unknown | high | Bruker instrument, UNKNOWN, HIGH
bruker | unknown | unknown | unknown | unknown | high | Bruker instrument, UNKNOWN, HIGH
unknown | unknown | lc | unknown | unknown | high | UNKNOWN, LC-UNKNOWN-UNKNOWN, HIGH
bruker | unknown | unknown | unknown | unknown | high | Bruker instrument, UNKNOWN, HIGH
bruker | unknown | unknown | unknown | unknown | high | Bruker instrument, UNKNOWN, HIGH
bruker | unknown | unknown | unknown | unknown | high | Bruker instrument, UNKNOWN, HIGH
bruker | unknown | unknown | unknown | unknown | high | Bruker instrument, UNKNOWN, HIGH
bruker | unknown | unknown | unknown | unknown | high | Bruker instrument, UNKNOWN, HIGH
bruker | unknown | unknown | unknown | unknown | high | Bruker instrument, UNKNOWN, HIGH
bruker | unknown | unknown | unknown | unknown | low | Bruker instrument, UNKNOWN, LOW
bruker | unknown | unknown | unknown | unknown | high | Bruker instrument, UNKNOWN, HIGH
bruker | unknown | unknown | unknown | unknown | high | Bruker instrument, UNKNOWN, HIGH
bruker | unknown | lc | itft | unknown | high | Bruker instrument, LC-UNKNOWN-ITFT, HIGH
bruker | esquire | unknown | unknown | esi | low | Bruker Esquire, LC-ESI-QIT, LOW
bruker | unknown | unknown | unknown | maldi | unknown | Bruker instrument, LC-MALDI-UNKNOWN, UNKNOWN
bruker | unknown | unknown | unknown | apci | unknown | Bruker instrument, LC-APCI-UNKNOWN, UNKNOWN
bruker | unknown | unknown | unknown | esi | unknown | Bruker instrument, LC-ESI-UNKNOWN, UNKNOWN
bruker | unknown | unknown | unknown | esi | unknown | Bruker instrument, LC-ESI-UNKNOWN, UNKNOWN
bruker | unknown | unknown | unknown | esi | unknown | Bruker instrument, LC-ESI-UNKNOWN, UNKNOWN
bruker | unknown | unknown | unknown | esi | unknown | Bruker instrument, LC-ESI-UNKNOWN, UNKNOWN
bruker | unknown | unknown | unknown | esi | unknown | Bruker instrument, LC-ESI-UNKNOWN, UNKNOWN
bruker | unknown | unknown | unknown | esi | unknown | Bruker instrument, LC-ESI-UNKNOWN, UNKNOWN
bruker | unknown | unknown | unknown | esi | unknown | Bruker instrument, LC-ESI-UNKNOWN, UNKNOWN
bruker | unknown | unknown | unknown | esi | unknown | Bruker instrument, LC-ESI-UNKNOWN, UNKNOWN
bruker | unknown | unknown | unknown | esi | unknown | Bruker instrument, LC-ESI-UNKNOWN, UNKNOWN
bruker | unknown | unknown | unknown | esi | unknown | Bruker instrument, LC-ESI-UNKNOWN, UNKNOWN
bruker | unknown | unknown | unknown | esi | unknown | Bruker instrument, LC-ESI-UNKNOWN, UNKNOWN
bruker | unknown | unknown | unknown | esi | unknown | Bruker instrument, LC-ESI-UNKNOWN, UNKNOWN
bruker | unknown | unknown | unknown | unknown | high | Bruker instrument, UNKNOWN, HIGH
bruker | unknown | unknown | unknown | unknown | high | Bruker instrument, UNKNOWN, HIGH
bruker | unknown | lc | unknown | unknown | unknown | Bruker instrument, LC-UNKNOWN-UNKNOWN, UNKNOWN
bruker | unknown | lc | unknown | unknown | unknown | Bruker instrument, LC-UNKNOWN-UNKNOWN, UNKNOWN
bruker | unknown | unknown | qittof | unknown | unknown | Bruker instrument, UNKNOWN-UNKNOWN-QITTOF, UNKNOWN
bruker | unknown | unknown | qtof | unknown | unknown | Bruker instrument, UNKNOWN-UNKNOWN-QTOF, UNKNOWN
bruker | unknown | unknown | qtof | unknown | unknown | Bruker instrument, UNKNOWN-UNKNOWN-QTOF, UNKNOWN
bruker | unknown | unknown | qtof | unknown | unknown | Bruker instrument, UNKNOWN-UNKNOWN-QTOF, UNKNOWN
bruker | unknown | unknown | qtof | unknown | unknown | Bruker instrument, UNKNOWN-UNKNOWN-QTOF, UNKNOWN
bruker | unknown | unknown | qtof | unknown | unknown | Bruker instrument, UNKNOWN-UNKNOWN-QTOF, UNKNOWN
bruker | unknown | unknown | qtof | unknown | unknown | Bruker instrument, UNKNOWN-UNKNOWN-QTOF, UNKNOWN
bruker | unknown | unknown | qtof | unknown | unknown | Bruker instrument, UNKNOWN-UNKNOWN-QTOF, UNKNOWN
bruker | unknown | unknown | qit | unknown | unknown | Bruker instrument, UNKNOWN-UNKNOWN-QIT, UNKNOWN
bruker | unknown | unknown | qit | unknown | unknown | Bruker instrument, UNKNOWN-UNKNOWN-QIT, UNKNOWN
bruker | unknown | unknown | qit | unknown | unknown | Bruker instrument, UNKNOWN-UNKNOWN-QIT, UNKNOWN
bruker | unknown | unknown | qit | unknown | unknown | Bruker instrument, UNKNOWN-UNKNOWN-QIT, UNKNOWN
bruker | unknown | unknown | itft | unknown | unknown | Bruker instrument, UNKNOWN-UNKNOWN-ITFT, UNKNOWN
bruker | unknown | unknown | itft | unknown | unknown | Bruker instrument, UNKNOWN-UNKNOWN-ITFT, UNKNOWN
bruker | esquire | unknown | unknown | unknown | unknown | Bruker Esquire, LC-UNKNOWN-QIT, UNKNOWN
bruker | apex qe | unknown | unknown | unknown | unknown | Bruker APEX QE, LC-UNKNOWN-ITFT, UNKNOWN
bruker | apex ii | unknown | unknown | unknown | unknown | Bruker APEX II, LC-UNKNOWN-ITFT, UNKNOWN
bruker | unknown | lc | unknown | unknown | unknown | Bruker instrument, LC-UNKNOWN-UNKNOWN, UNKNOWN
bruker | unknown | gc | unknown | unknown | unknown | Bruker instrument, GC-UNKNOWN-UNKNOWN, UNKNOWN
bruker | apex qe | unknown | unknown | esi | high | Bruker APEX QE, LC-ESI-ITFT, HIGH
bruker | unknown | lc | unknown | unknown | unknown | Bruker instrument, LC-UNKNOWN-UNKNOWN, UNKNOWN
bruker | unknown | lc | unknown | unknown | unknown | Bruker instrument, LC-UNKNOWN-UNKNOWN, UNKNOWN
bruker | unknown | unknown | unknown | unknown | unknown | Bruker instrument, UNKNOWN, UNKNOWN
bruker | unknown | unknown | unknown | unknown | unknown | Bruker instrument, UNKNOWN, UNKNOWN
bruker | unknown | unknown | unknown | unknown | unknown | Bruker instrument, UNKNOWN, UNKNOWN
bruker | apex ii | lc | itft | esi | high | Bruker APEX II, LC-ESI-ITFT, HIGH
bruker | unknown | lc | qtof | esi | high | Bruker instrument, LC-ESI-QTOF, HIGH
bruker | unknown | lc | qit | esi | high | Bruker instrument, LC-ESI-QIT, HIGH
bruker | unknown | lc | qit | esi | high | Bruker instrument, LC-ESI-QIT, HIGH
bruker | unknown | lc | qit | esi | high | Bruker instrument, LC-ESI-QIT, HIGH
bruker | unknown | lc | qit | esi | low | Bruker instrument, LC-ESI-QIT, LOW
bruker | unknown | lc | itft | esi | high | Bruker instrument, LC-ESI-ITFT, HIGH
bruker | unknown | lc | itft | esi | high | Bruker instrument, LC-ESI-ITFT, HIGH
bruker | apex ii | unknown | unknown | esi | high | Bruker APEX II, LC-ESI-ITFT, HIGH
bruker | unknown | lc | qittof | maldi | unknown | Bruker instrument, LC-MALDI-QITTOF, UNKNOWN
bruker | unknown | lc | unknown | unknown | unknown | Bruker instrument, LC-UNKNOWN-UNKNOWN, UNKNOWN
bruker | unknown | lc | unknown | unknown | unknown | Bruker instrument, LC-UNKNOWN-UNKNOWN, UNKNOWN
bruker | unknown | lc | unknown | unknown | unknown | Bruker instrument, LC-UNKNOWN-UNKNOWN, UNKNOWN
bruker | unknown | lc | unknown | unknown | unknown | Bruker instrument, LC-UNKNOWN-UNKNOWN, UNKNOWN
bruker | unknown | lc | unknown | unknown | unknown | Bruker instrument, LC-UNKNOWN-UNKNOWN, UNKNOWN
bruker | unknown | unknown | unknown | unknown | unknown | Bruker instrument, UNKNOWN, UNKNOWN
bruker | unknown | gc | qtof | apci | unknown | Bruker instrument, GC-APCI-QTOF, UNKNOWN
unknown | esquire | lc | qit | esi | low | Bruker Esquire, LC-ESI-QIT, LOW
unknown | apex qe | lc | itft | esi | high | Bruker APEX QE, LC-ESI-ITFT, HIGH
unknown | apex ii | lc | itft | esi | high | Bruker APEX II, LC-ESI-ITFT, HIGH
bruker | unknown | lc | qtof | esi | unknown | Bruker instrument, LC-ESI-QTOF, UNKNOWN
bruker | unknown | lc | qtof | esi | unknown | Bruker instrument, LC-ESI-QTOF, UNKNOWN
unknown | unknown | gc | unknown | unknown | unknown | UNKNOWN, GC-UNKNOWN-UNKNOWN, UNKNOWN
unknown | unknown | lc | unknown | unknown | unknown | UNKNOWN, LC-UNKNOWN-UNKNOWN, UNKNOWN
unknown | unknown | lc | unknown | unknown | unknown | UNKNOWN, LC-UNKNOWN-UNKNOWN, UNKNOWN
bruker | unknown | unknown | unknown | unknown | high | Bruker instrument, UNKNOWN, HIGH
bruker | maxis | lc | qtof | esi | high | Bruker Maxis, LC-ESI-QTOF, HIGH
unknown | maxis | lc | unknown | unknown | unknown | Bruker Maxis, LC-UNKNOWN-QTOF, UNKNOWN
unknown | maxis | unknown | unknown | esi | unknown | Bruker Maxis, LC-ESI-QTOF, UNKNOWN
bruker | maxis | unknown | qtof | unknown | unknown | Bruker Maxis, LC-UNKNOWN-QTOF, UNKNOWN
bruker | maxis | unknown | unknown | unknown | unknown | Bruker Maxis, LC-UNKNOWN-QTOF, UNKNOWN
bruker | maxis | lc | unknown | unknown | unknown | Bruker Maxis, LC-UNKNOWN-QTOF, UNKNOWN
unknown | maxis | unknown | unknown | unknown | high | Bruker Maxis, LC-UNKNOWN-QTOF, HIGH
unknown | maxis | unknown | qtof | unknown | unknown | Bruker Maxis, LC-UNKNOWN-QTOF, UNKNOWN
unknown | maxis | lc | qtof | unknown | unknown | Bruker Maxis, LC-UNKNOWN-QTOF, UNKNOWN
unknown | maxis | lc | unknown | unknown | high | Bruker Maxis, LC-UNKNOWN-QTOF, HIGH
unknown | maxis | unknown | qtof | unknown | high | Bruker Maxis, LC-UNKNOWN-QTOF, HIGH
unknown | maxis | unknown | qtof | esi | unknown | Bruker Maxis, LC-ESI-QTOF, UNKNOWN
bruker | maxis | unknown | unknown | unknown | high | Bruker Maxis, LC-UNKNOWN-QTOF, HIGH
unknown | maxis | lc | unknown | esi | unknown | Bruker Maxis, LC-ESI-QTOF, UNKNOWN
bruker | maxis | unknown | unknown | esi | unknown | Bruker Maxis, LC-ESI-QTOF, UNKNOWN
unknown | maxis | unknown | unknown | unknown | unknown | Bruker Maxis, LC-UNKNOWN-QTOF, UNKNOWN
unknown | maxis | lc | unknown | esi | high | Bruker Maxis, LC-ESI-QTOF, HIGH
unknown | maxis | lc | qtof | unknown | high | Bruker Maxis, LC-UNKNOWN-QTOF, HIGH
unknown | maxis | unknown | qtof | esi | high | Bruker Maxis, LC-ESI-QTOF, HIGH
bruker | maxis | lc | qtof | esi | unknown | Bruker Maxis, LC-ESI-QTOF, UNKNOWN
bruker | maxis | unknown | qtof | esi | high | Bruker Maxis, LC-ESI-QTOF, HIGH
unknown | maxis | lc | qtof | esi | high | Bruker Maxis, LC-ESI-QTOF, HIGH
bruker | maxis | lc | unknown | esi | high | Bruker Maxis, LC-ESI-QTOF, HIGH
bruker | maxis | lc | qtof | unknown | high | Bruker Maxis, LC-UNKNOWN-QTOF, HIGH
bruker | maxis | unknown | qtof | unknown | high | Bruker Maxis, LC-UNKNOWN-QTOF, HIGH
bruker | maxis | unknown | qtof | esi | unknown | Bruker Maxis, LC-ESI-QTOF, UNKNOWN
bruker | maxis | unknown | unknown | esi | high | Bruker Maxis, LC-ESI-QTOF, HIGH
unknown | maxis | lc | qtof | esi | unknown | Bruker Maxis, LC-ESI-QTOF, UNKNOWN
bruker | maxis | lc | unknown | esi | unknown | Bruker Maxis, LC-ESI-QTOF, UNKNOWN
bruker | maxis | lc | unknown | unknown | high | Bruker Maxis, LC-UNKNOWN-QTOF, HIGH
bruker | maxis | lc | qtof | unknown | unknown | Bruker Maxis, LC-UNKNOWN-QTOF, UNKNOWN
unknown | maxis | unknown | unknown | esi | high | Bruker Maxis, LC-ESI-QTOF, HIGH
unknown | flex | unknown | unknown | maldi | high | Bruker FLEX, LC-MALDI-QITTOF, HIGH
unknown | flex | unknown | qittof | unknown | high | Bruker FLEX, LC-UNKNOWN-QITTOF, HIGH
unknown | flex | unknown | qittof | maldi | unknown | Bruker FLEX, LC-MALDI-QITTOF, UNKNOWN
unknown | flex | lc | unknown | unknown | high | Bruker FLEX, LC-UNKNOWN-QITTOF, HIGH
unknown | flex | lc | unknown | maldi | unknown | Bruker FLEX, LC-MALDI-QITTOF, UNKNOWN
bruker | flex | unknown | qittof | unknown | unknown | Bruker FLEX, LC-UNKNOWN-QITTOF, UNKNOWN
bruker | flex | unknown | unknown | unknown | high | Bruker FLEX, LC-UNKNOWN-QITTOF, HIGH
unknown | flex | lc | qittof | unknown | unknown | Bruker FLEX, LC-UNKNOWN-QITTOF, UNKNOWN
bruker | flex | unknown | unknown | maldi | unknown | Bruker FLEX, LC-MALDI-QITTOF, UNKNOWN
unknown | flex | unknown | qittof | unknown | unknown | Bruker FLEX, LC-UNKNOWN-QITTOF, UNKNOWN
unknown | flex | unknown | unknown | unknown | unknown | Bruker FLEX, LC-UNKNOWN-QITTOF, UNKNOWN
unknown | flex | lc | unknown | unknown | unknown | Bruker FLEX, LC-UNKNOWN-QITTOF, UNKNOWN
bruker | flex | lc | qittof | maldi | high | Bruker FLEX, LC-MALDI-QITTOF, HIGH
unknown | flex | unknown | unknown | unknown | high | Bruker FLEX, LC-UNKNOWN-QITTOF, HIGH
bruker | flex | lc | unknown | unknown | unknown | Bruker FLEX, LC-UNKNOWN-QITTOF, UNKNOWN
bruker | flex | unknown | unknown | unknown | unknown | Bruker FLEX, LC-UNKNOWN-QITTOF, UNKNOWN
unknown | flex | unknown | unknown | maldi | unknown | Bruker FLEX, LC-MALDI-QITTOF, UNKNOWN
unknown | flex | lc | qittof | maldi | unknown | Bruker FLEX, LC-MALDI-QITTOF, UNKNOWN
bruker | flex | unknown | unknown | maldi | high | Bruker FLEX, LC-MALDI-QITTOF, HIGH
bruker | flex | unknown | qittof | unknown | high | Bruker FLEX, LC-UNKNOWN-QITTOF, HIGH
bruker | flex | lc | qittof | unknown | unknown | Bruker FLEX, LC-UNKNOWN-QITTOF, UNKNOWN
bruker | flex | lc | unknown | maldi | unknown | Bruker FLEX, LC-MALDI-QITTOF, UNKNOWN
bruker | flex | lc | unknown | unknown | high | Bruker FLEX, LC-UNKNOWN-QITTOF, HIGH
bruker | flex | unknown | qittof | maldi | unknown | Bruker FLEX, LC-MALDI-QITTOF, UNKNOWN
unknown | flex | lc | qittof | unknown | high | Bruker FLEX, LC-UNKNOWN-QITTOF, HIGH
bruker | flex | lc | qittof | maldi | unknown | Bruker FLEX, LC-MALDI-QITTOF, UNKNOWN
unknown | flex | unknown | qittof | maldi | high | Bruker FLEX, LC-MALDI-QITTOF, HIGH
unknown | flex | lc | unknown | maldi | high | Bruker FLEX, LC-MALDI-QITTOF, HIGH
bruker | flex | lc | unknown | maldi | high | Bruker FLEX, LC-MALDI-QITTOF, HIGH
bruker | flex | lc | qittof | unknown | high | Bruker FLEX, LC-UNKNOWN-QITTOF, HIGH
bruker | flex | unknown | qittof | maldi | high | Bruker FLEX, LC-MALDI-QITTOF, HIGH
unknown | flex | lc | qittof | maldi | high | Bruker FLEX, LC-MALDI-QITTOF, HIGH
unknown | ptrtof 1000 utlra | gc | tof | ptr | low | IONICON PTR-TOF 1000 utlra, GC-PTR-TOF, LOW
ionicon | ptrtof 1000 utlra | gc | tof | ptr | low | IONICON PTR-TOF 1000 utlra, GC-PTR-TOF, LOW
ionicon | ptrtof 1000 utlra | unknown | tof | ptr | low | IONICON PTR-TOF 1000 utlra, GC-PTR-TOF, LOW
unknown | ptrtof 1000 utlra | unknown | tof | unknown | unknown | IONICON PTR-TOF 1000 utlra, GC-UNKNOWN-TOF, UNKNOWN
ionicon | ptrtof 1000 utlra | gc | unknown | ptr | low | IONICON PTR-TOF 1000 utlra, GC-PTR-TOF, LOW
unknown | ptrtof 1000 utlra | unknown | tof | ptr | low | IONICON PTR-TOF 1000 utlra, GC-PTR-TOF, LOW
ionicon | ptrtof 1000 utlra | gc | tof | unknown | low | IONICON PTR-TOF 1000 utlra, GC-UNKNOWN-TOF, LOW
ionicon | ptrtof 1000 utlra | gc | tof | unknown | unknown | IONICON PTR-TOF 1000 utlra, GC-UNKNOWN-TOF, UNKNOWN
unknown | ptrtof 1000 utlra | unknown | tof | unknown | low | IONICON PTR-TOF 1000 utlra, GC-UNKNOWN-TOF, LOW
ionicon | ptrtof 1000 utlra | unknown | unknown | unknown | unknown | IONICON PTR-TOF 1000 utlra, GC-UNKNOWN-TOF, UNKNOWN
unknown | ptrtof 1000 utlra | unknown | unknown | unknown | unknown | IONICON PTR-TOF 1000 utlra, GC-UNKNOWN-TOF, UNKNOWN
unknown | ptrtof 1000 utlra | unknown | unknown | ptr | low | IONICON PTR-TOF 1000 utlra, GC-PTR-TOF, LOW
ionicon | ptrtof 1000 utlra | unknown | tof | ptr | unknown | IONICON PTR-TOF 1000 utlra, GC-PTR-TOF, UNKNOWN
ionicon | ptrtof 1000 utlra | unknown | unknown | ptr | low | IONICON PTR-TOF 1000 utlra, GC-PTR-TOF, LOW
unknown | ptrtof 1000 utlra | gc | unknown | unknown | low | IONICON PTR-TOF 1000 utlra, GC-UNKNOWN-TOF, LOW
unknown | ptrtof 1000 utlra | unknown | tof | ptr | unknown | IONICON PTR-TOF 1000 utlra, GC-PTR-TOF, UNKNOWN
ionicon | ptrtof 1000 utlra | gc | unknown | ptr | unknown | IONICON PTR-TOF 1000 utlra, GC-PTR-TOF, UNKNOWN
ionicon | ptrtof 1000 utlra | gc | unknown | unknown | low | IONICON PTR-TOF 1000 utlra, GC-UNKNOWN-TOF, LOW
unknown | ptrtof 1000 utlra | gc | tof | unknown | unknown | IONICON PTR-TOF 1000 utlra, GC-UNKNOWN-TOF, UNKNOWN
unknown | ptrtof 1000 utlra | gc | unknown | ptr | unknown | IONICON PTR-TOF 1000 utlra, GC-PTR-TOF, UNKNOWN
ionicon | ptrtof 1000 utlra | unknown | unknown | unknown | low | IONICON PTR-TOF 1000 utlra, GC-UNKNOWN-TOF, LOW
ionicon | ptrtof 1000 utlra | unknown | unknown | ptr | unknown | IONICON PTR-TOF 1000 utlra, GC-PTR-TOF, UNKNOWN
ionicon | ptrtof 1000 utlra | unknown | tof | unknown | low | IONICON PTR-TOF 1000 utlra, GC-UNKNOWN-TOF, LOW
ionicon | ptrtof 1000 utlra | unknown | tof | unknown | unknown | IONICON PTR-TOF 1000 utlra, GC-UNKNOWN-TOF, UNKNOWN
ionicon | ptrtof 1000 utlra | gc | unknown | unknown | unknown | IONICON PTR-TOF 1000 utlra, GC-UNKNOWN-TOF, UNKNOWN
unknown | ptrtof 1000 utlra | unknown | unknown | ptr | unknown | IONICON PTR-TOF 1000 utlra, GC-PTR-TOF, UNKNOWN
unknown | ptrtof 1000 utlra | gc | unknown | ptr | low | IONICON PTR-TOF 1000 utlra, GC-PTR-TOF, LOW
unknown | ptrtof 1000 utlra | gc | unknown | unknown | unknown | IONICON PTR-TOF 1000 utlra, GC-UNKNOWN-TOF, UNKNOWN
ionicon | ptrtof 1000 utlra | gc | tof | ptr | unknown | IONICON PTR-TOF 1000 utlra, GC-PTR-TOF, UNKNOWN
unknown | ptrtof 1000 utlra | gc | tof | unknown | low | IONICON PTR-TOF 1000 utlra, GC-UNKNOWN-TOF, LOW
unknown | ptrtof 1000 utlra | gc | tof | ptr | unknown | IONICON PTR-TOF 1000 utlra, GC-PTR-TOF, UNKNOWN
unknown | ptrtof 1000 utlra | unknown | unknown | unknown | low | IONICON PTR-TOF 1000 utlra, GC-UNKNOWN-TOF, LOW
ionicon | ptrtof 1000 | gc | unknown | ptr | low | IONICON PTR-TOF 1000, GC-PTR-TOF, LOW
unknown | ptrtof 4000 | unknown | tof | ptr | high | IONICON PTR-TOF 4000, GC-PTR-TOF, HIGH
unknown | ptr qms 500 | gc | unknown | ci | low | IONICON PTR-QMS 500, GC-CI-Q, LOW
unknown | ptrtof 6000 | unknown | tof | ptr | high | IONICON PTR-TOF 6000, GC-PTR-TOF, HIGH
ionicon | ptrtof 4000 | gc | unknown | ptr | high | IONICON PTR-TOF 4000, GC-PTR-TOF, HIGH
ionicon | ptrtof 6000 | gc | unknown | ptr | high | IONICON PTR-TOF 6000, GC-PTR-TOF, HIGH
ionicon | ptrtof 1000 | gc | tof | unknown | low | IONICON PTR-TOF 1000, GC-UNKNOWN-TOF, LOW
ionicon | ptr qms 500 | gc | q | unknown | low | IONICON PTR-QMS 500, GC-UNKNOWN-Q, LOW
ionicon | ptrtof 4000 | gc | tof | ptr | unknown | IONICON PTR-TOF 4000, GC-PTR-TOF, UNKNOWN
ionicon | ptr qms 500 | gc | q | ci | unknown | IONICON PTR-QMS 500, GC-CI-Q, UNKNOWN
ionicon | ptrtof 4000 | gc | tof | unknown | high | IONICON PTR-TOF 4000, GC-UNKNOWN-TOF, HIGH
ionicon | ptrtof 6000 | gc | tof | unknown | high | IONICON PTR-TOF 6000, GC-UNKNOWN-TOF, HIGH
ionicon | ptrtof 6000 | gc | tof | ptr | unknown | IONICON PTR-TOF 6000, GC-PTR-TOF, UNKNOWN
ionicon | ptrtof 4000 | unknown | tof | ptr | high | IONICON PTR-TOF 4000, GC-PTR-TOF, HIGH
ionicon | ptrtof 1000 | unknown | tof | ptr | low | IONICON PTR-TOF 1000, GC-PTR-TOF, LOW
ionicon | ptr qms 500 | unknown | q | ci | low | IONICON PTR-QMS 500, GC-CI-Q, LOW
unknown | ptrtof 6000 | gc | tof | ptr | high | IONICON PTR-TOF 6000, GC-PTR-TOF, HIGH
unknown | ptrtof 4000 | gc | tof | ptr | high | IONICON PTR-TOF 4000, GC-PTR-TOF, HIGH
unknown | ptr qms 500 | gc | q | ci | low | IONICON PTR-QMS 500, GC-CI-Q, LOW
ionicon | ptrtof 6000 | unknown | tof | ptr | high | IONICON PTR-TOF 6000, GC-PTR-TOF, HIGH
ionicon | ptrtof 1000 | gc | tof | ptr | low | IONICON PTR-TOF 1000, GC-PTR-TOF, LOW
ionicon | ptr qms 500 | gc | unknown | ci | low | IONICON PTR-QMS 500, GC-CI-Q, LOW
ionicon | ptrtof 6000 | gc | tof | ptr | high | IONICON PTR-TOF 6000, GC-PTR-TOF, HIGH
ionicon | ptrtof 4000 | gc | tof | ptr | high | IONICON PTR-TOF 4000, GC-PTR-TOF, HIGH
unknown | ptrtof 1000 | gc | tof | ptr | low | IONICON PTR-TOF 1000, GC-PTR-TOF, LOW
unknown | ptr qms 500 | gc | unknown | unknown | unknown | IONICON PTR-QMS 500, GC-UNKNOWN-Q, UNKNOWN
unknown | ptrtof 6000 | gc | unknown | ptr | high | IONICON PTR-TOF 6000, GC-PTR-TOF, HIGH
unknown | ptrtof 1000 | gc | unknown | unknown | unknown | IONICON PTR-TOF 1000, GC-UNKNOWN-TOF, UNKNOWN
unknown | ptrtof 4000 | gc | tof | unknown | high | IONICON PTR-TOF 4000, GC-UNKNOWN-TOF, HIGH
unknown | ptrtof 6000 | gc | tof | unknown | high | IONICON PTR-TOF 6000, GC-UNKNOWN-TOF, HIGH
unknown | ptr qms 500 | unknown | unknown | unknown | low | IONICON PTR-QMS 500, GC-UNKNOWN-Q, LOW
unknown | ptr qms 500 | gc | q | ci | unknown | IONICON PTR-QMS 500, GC-CI-Q, UNKNOWN
unknown | ptrtof 6000 | unknown | unknown | unknown | high | IONICON PTR-TOF 6000, GC-UNKNOWN-TOF, HIGH
unknown | ptr qms 500 | unknown | unknown | ci | unknown | IONICON PTR-QMS 500, GC-CI-Q, UNKNOWN
unknown | ptrtof 1000 | unknown | unknown | ptr | unknown | IONICON PTR-TOF 1000, GC-PTR-TOF, UNKNOWN
unknown | ptrtof 4000 | unknown | unknown | ptr | unknown | IONICON PTR-TOF 4000, GC-PTR-TOF, UNKNOWN
unknown | ptr qms 500 | unknown | q | unknown | unknown | IONICON PTR-QMS 500, GC-UNKNOWN-Q, UNKNOWN
unknown | ptrtof 1000 | gc | tof | unknown | low | IONICON PTR-TOF 1000, GC-UNKNOWN-TOF, LOW
unknown | ptrtof 4000 | gc | tof | ptr | unknown | IONICON PTR-TOF 4000, GC-PTR-TOF, UNKNOWN
unknown | ptrtof 4000 | unknown | unknown | unknown | high | IONICON PTR-TOF 4000, GC-UNKNOWN-TOF, HIGH
ionicon | ptrtof 4000 | gc | unknown | unknown | unknown | IONICON PTR-TOF 4000, GC-UNKNOWN-TOF, UNKNOWN
ionicon | ptrtof 1000 | gc | unknown | unknown | unknown | IONICON PTR-TOF 1000, GC-UNKNOWN-TOF, UNKNOWN
ionicon | ptrtof 6000 | unknown | unknown | ptr | unknown | IONICON PTR-TOF 6000, GC-PTR-TOF, UNKNOWN
ionicon | ptrtof 4000 | unknown | unknown | ptr | unknown | IONICON PTR-TOF 4000, GC-PTR-TOF, UNKNOWN
ionicon | ptrtof 1000 | unknown | unknown | ptr | unknown | IONICON PTR-TOF 1000, GC-PTR-TOF, UNKNOWN
unknown | ptr qms 500 | gc | q | unknown | low | IONICON PTR-QMS 500, GC-UNKNOWN-Q, LOW
ionicon | ptrtof 6000 | gc | unknown | unknown | unknown | IONICON PTR-TOF 6000, GC-UNKNOWN-TOF, UNKNOWN
unknown | ptrtof 6000 | gc | tof | ptr | unknown | IONICON PTR-TOF 6000, GC-PTR-TOF, UNKNOWN
ionicon | ptrtof 6000 | unknown | tof | unknown | unknown | IONICON PTR-TOF 6000, GC-UNKNOWN-TOF, UNKNOWN
ionicon | ptr qms 500 | gc | unknown | unknown | unknown | IONICON PTR-QMS 500, GC-UNKNOWN-Q, UNKNOWN
ionicon | ptr qms 500 | unknown | unknown | ci | unknown | IONICON PTR-QMS 500, GC-CI-Q, UNKNOWN
unknown | ptrtof 6000 | unknown | tof | unknown | unknown | IONICON PTR-TOF 6000, GC-UNKNOWN-TOF, UNKNOWN
unknown | ptrtof 4000 | gc | unknown | ptr | high | IONICON PTR-TOF 4000, GC-PTR-TOF, HIGH
unknown | ptrtof 1000 | gc | unknown | ptr | low | IONICON PTR-TOF 1000, GC-PTR-TOF, LOW
unknown | ptrtof 1000 | unknown | tof | ptr | low | IONICON PTR-TOF 1000, GC-PTR-TOF, LOW
unknown | ptrtof 4000 | unknown | tof | unknown | unknown | IONICON PTR-TOF 4000, GC-UNKNOWN-TOF, UNKNOWN
unknown | ptr qms 500 | unknown | q | ci | low | IONICON PTR-QMS 500, GC-CI-Q, LOW
unknown | ptrtof 1000 | unknown | tof | unknown | unknown | IONICON PTR-TOF 1000, GC-UNKNOWN-TOF, UNKNOWN
unknown | ptrtof 6000 | unknown | unknown | ptr | unknown | IONICON PTR-TOF 6000, GC-PTR-TOF, UNKNOWN
ionicon | ptrtof 1000 | gc | tof | ptr | unknown | IONICON PTR-TOF 1000, GC-PTR-TOF, UNKNOWN
unknown | ptrtof 6000 | gc | unknown | unknown | unknown | IONICON PTR-TOF 6000, GC-UNKNOWN-TOF, UNKNOWN
unknown | ptrtof 4000 | gc | unknown | unknown | unknown | IONICON PTR-TOF 4000, GC-UNKNOWN-TOF, UNKNOWN
unknown | ptrtof 1000 | gc | tof | ptr | unknown | IONICON PTR-TOF 1000, GC-PTR-TOF, UNKNOWN
unknown | ptrtof 1000 | unknown | unknown | unknown | low | IONICON PTR-TOF 1000, GC-UNKNOWN-TOF, LOW
ionicon | ptrtof 4000 | unknown | unknown | unknown | high | IONICON PTR-TOF 4000, GC-UNKNOWN-TOF, HIGH
ionicon | ptrtof 6000 | unknown | unknown | unknown | high | IONICON PTR-TOF 6000, GC-UNKNOWN-TOF, HIGH
ionicon | ptrtof 4000 | unknown | unknown | ptr | high | IONICON PTR-TOF 4000, GC-PTR-TOF, HIGH
ionicon | ptrtof 6000 | unknown | unknown | ptr | high | IONICON PTR-TOF 6000, GC-PTR-TOF, HIGH
ionicon | ptrtof 1000 | unknown | tof | unknown | low | IONICON PTR-TOF 1000, GC-UNKNOWN-TOF, LOW
ionicon | ptr qms 500 | unknown | q | unknown | low | IONICON PTR-QMS 500, GC-UNKNOWN-Q, LOW
ionicon | ptrtof 6000 | unknown | tof | unknown | high | IONICON PTR-TOF 6000, GC-UNKNOWN-TOF, HIGH
ionicon | ptrtof 4000 | unknown | tof | unknown | high | IONICON PTR-TOF 4000, GC-UNKNOWN-TOF, HIGH
ionicon | ptr qms 500 | unknown | q | unknown | unknown | IONICON PTR-QMS 500, GC-UNKNOWN-Q, UNKNOWN
ionicon | ptrtof 1000 | unknown | tof | unknown | unknown | IONICON PTR-TOF 1000, GC-UNKNOWN-TOF, UNKNOWN
ionicon | ptr qms 500 | unknown | q | ci | unknown | IONICON PTR-QMS 500, GC-CI-Q, UNKNOWN
ionicon | ptrtof 1000 | unknown | tof | ptr | unknown | IONICON PTR-TOF 1000, GC-PTR-TOF, UNKNOWN
ionicon | ptrtof 4000 | unknown | tof | unknown | unknown | IONICON PTR-TOF 4000, GC-UNKNOWN-TOF, UNKNOWN
ionicon | ptr qms 500 | gc | unknown | ci | unknown | IONICON PTR-QMS 500, GC-CI-Q, UNKNOWN
ionicon | ptrtof 6000 | gc | unknown | unknown | high | IONICON PTR-TOF 6000, GC-UNKNOWN-TOF, HIGH
ionicon | ptrtof 1000 | unknown | unknown | unknown | low | IONICON PTR-TOF 1000, GC-UNKNOWN-TOF, LOW
unknown | ptrtof 1000 | gc | tof | unknown | unknown | IONICON PTR-TOF 1000, GC-UNKNOWN-TOF, UNKNOWN
ionicon | ptrtof 4000 | unknown | tof | ptr | unknown | IONICON PTR-TOF 4000, GC-PTR-TOF, UNKNOWN
ionicon | ptrtof 6000 | unknown | tof | ptr | unknown | IONICON PTR-TOF 6000, GC-PTR-TOF, UNKNOWN
ionicon | ptr qms 500 | gc | unknown | unknown | low | IONICON PTR-QMS 500, GC-UNKNOWN-Q, LOW
unknown | ptrtof 4000 | gc | unknown | ptr | unknown | IONICON PTR-TOF 4000, GC-PTR-TOF, UNKNOWN
unknown | ptrtof 1000 | gc | unknown | ptr | unknown | IONICON PTR-TOF 1000, GC-PTR-TOF, UNKNOWN
unknown | ptrtof 6000 | gc | unknown | ptr | unknown | IONICON PTR-TOF 6000, GC-PTR-TOF, UNKNOWN
unknown | ptr qms 500 | gc | q | unknown | unknown | IONICON PTR-QMS 500, GC-UNKNOWN-Q, UNKNOWN
unknown | ptrtof 6000 | gc | unknown | unknown | high | IONICON PTR-TOF 6000, GC-UNKNOWN-TOF, HIGH
unknown | ptr qms 500 | gc | unknown | ci | unknown | IONICON PTR-QMS 500, GC-CI-Q, UNKNOWN
ionicon | ptrtof 1000 | gc | unknown | unknown | low | IONICON PTR-TOF 1000, GC-UNKNOWN-TOF, LOW
ionicon | ptrtof 4000 | gc | unknown | unknown | high | IONICON PTR-TOF 4000, GC-UNKNOWN-TOF, HIGH
ionicon | ptr qms 500 | unknown | unknown | ci | low | IONICON PTR-QMS 500, GC-CI-Q, LOW
ionicon | ptrtof 1000 | gc | unknown | ptr | unknown | IONICON PTR-TOF 1000, GC-PTR-TOF, UNKNOWN
ionicon | ptrtof 1000 | unknown | unknown | ptr | low | IONICON PTR-TOF 1000, GC-PTR-TOF, LOW
ionicon | ptr qms 500 | unknown | unknown | unknown | low | IONICON PTR-QMS 500, GC-UNKNOWN-Q, LOW
ionicon | ptrtof 6000 | gc | unknown | ptr | unknown | IONICON PTR-TOF 6000, GC-PTR-TOF, UNKNOWN
ionicon | ptr qms 500 | gc | q | unknown | unknown | IONICON PTR-QMS 500, GC-UNKNOWN-Q, UNKNOWN
ionicon | ptrtof 1000 | gc | tof | unknown | unknown | IONICON PTR-TOF 1000, GC-UNKNOWN-TOF, UNKNOWN
ionicon | ptrtof 4000 | gc | tof | unknown | unknown | IONICON PTR-TOF 4000, GC-UNKNOWN-TOF, UNKNOWN
unknown | ptrtof 1000 | gc | unknown | unknown | low | IONICON PTR-TOF 1000, GC-UNKNOWN-TOF, LOW
ionicon | ptrtof 6000 | gc | tof | unknown | unknown | IONICON PTR-TOF 6000, GC-UNKNOWN-TOF, UNKNOWN
unknown | ptrtof 1000 | unknown | tof | ptr | unknown | IONICON PTR-TOF 1000, GC-PTR-TOF, UNKNOWN
unknown | ptr qms 500 | gc | unknown | unknown | low | IONICON PTR-QMS 500, GC-UNKNOWN-Q, LOW
unknown | ptrtof 4000 | unknown | tof | unknown | high | IONICON PTR-TOF 4000, GC-UNKNOWN-TOF, HIGH
unknown | ptrtof 6000 | unknown | tof | unknown | high | IONICON PTR-TOF 6000, GC-UNKNOWN-TOF, HIGH
unknown | ptrtof 4000 | gc | tof | unknown | unknown | IONICON PTR-TOF 4000, GC-UNKNOWN-TOF, UNKNOWN
unknown | ptrtof 6000 | gc | tof | unknown | unknown | IONICON PTR-TOF 6000, GC-UNKNOWN-TOF, UNKNOWN
ionicon | ptrtof 6000 | unknown | unknown | unknown | unknown | IONICON PTR-TOF 6000, GC-UNKNOWN-TOF, UNKNOWN
unknown | ptr qms 500 | unknown | q | ci | unknown | IONICON PTR-QMS 500, GC-CI-Q, UNKNOWN
unknown | ptrtof 6000 | unknown | tof | ptr | unknown | IONICON PTR-TOF 6000, GC-PTR-TOF, UNKNOWN
unknown | ptrtof 4000 | unknown | tof | ptr | unknown | IONICON PTR-TOF 4000, GC-PTR-TOF, UNKNOWN
ionicon | ptr qms 500 | unknown | unknown | unknown | unknown | IONICON PTR-QMS 500, GC-UNKNOWN-Q, UNKNOWN
ionicon | ptrtof 1000 | unknown | unknown | unknown | unknown | IONICON PTR-TOF 1000, GC-UNKNOWN-TOF, UNKNOWN
ionicon | ptrtof 4000 | unknown | unknown | unknown | unknown | IONICON PTR-TOF 4000, GC-UNKNOWN-TOF, UNKNOWN
unknown | ptrtof 1000 | unknown | tof | unknown | low | IONICON PTR-TOF 1000, GC-UNKNOWN-TOF, LOW
unknown | ptr qms 500 | unknown | q | unknown | low | IONICON PTR-QMS 500, GC-UNKNOWN-Q, LOW
unknown | ptrtof 6000 | unknown | unknown | ptr | high | IONICON PTR-TOF 6000, GC-PTR-TOF, HIGH
unknown | ptrtof 4000 | unknown | unknown | ptr | high | IONICON PTR-TOF 4000, GC-PTR-TOF, HIGH
unknown | ptrtof 4000 | gc | unknown | unknown | high | IONICON PTR-TOF 4000, GC-UNKNOWN-TOF, HIGH
unknown | ptrtof 1000 | unknown | unknown | ptr | low | IONICON PTR-TOF 1000, GC-PTR-TOF, LOW
unknown | ptr qms 500 | unknown | unknown | ci | low | IONICON PTR-QMS 500, GC-CI-Q, LOW
unknown | ptrtof 6000 | unknown | unknown | unknown | unknown | IONICON PTR-TOF 6000, GC-UNKNOWN-TOF, UNKNOWN
ionicon | ptrtof 4000 | gc | unknown | ptr | unknown | IONICON PTR-TOF 4000, GC-PTR-TOF, UNKNOWN
unknown | ptrtof 4000 | unknown | unknown | unknown | unknown | IONICON PTR-TOF 4000, GC-UNKNOWN-TOF, UNKNOWN
unknown | ptrtof 1000 | unknown | unknown | unknown | unknown | IONICON PTR-TOF 1000, GC-UNKNOWN-TOF, UNKNOWN
unknown | ptr qms 500 | unknown | unknown | unknown | unknown | IONICON PTR-QMS 500, GC-UNKNOWN-Q, UNKNOWN
ionicon | ptr qms 500 | gc | q | ci | low | IONICON PTR-QMS 500, GC-CI-Q, LOW
ionicon | ptrtof 10k | gc | unknown | ptr | high | IONICON PTR-TOF 10k, GC-PTR-TOF, HIGH
unknown | ptrtof 10k | unknown | unknown | unknown | unknown | IONICON PTR-TOF 10k, GC-UNKNOWN-TOF, UNKNOWN
unknown | ptrtof 10k | gc | unknown | unknown | high | IONICON PTR-TOF 10k, GC-UNKNOWN-TOF, HIGH
ionicon | ptrtof 10k | unknown | unknown | unknown | unknown | IONICON PTR-TOF 10k, GC-UNKNOWN-TOF, UNKNOWN
ionicon | ptrtof 10k | unknown | tof | ptr | unknown | IONICON PTR-TOF 10k, GC-PTR-TOF, UNKNOWN
unknown | ptrtof 10k | unknown | unknown | ptr | high | IONICON PTR-TOF 10k, GC-PTR-TOF, HIGH
ionicon | ptrtof 10k | gc | tof | unknown | unknown | IONICON PTR-TOF 10k, GC-UNKNOWN-TOF, UNKNOWN
ionicon | ptrtof 10k | unknown | unknown | ptr | high | IONICON PTR-TOF 10k, GC-PTR-TOF, HIGH
ionicon | ptrtof 10k | unknown | tof | unknown | high | IONICON PTR-TOF 10k, GC-UNKNOWN-TOF, HIGH
ionicon | ptrtof 10k | unknown | unknown | unknown | high | IONICON PTR-TOF 10k, GC-UNKNOWN-TOF, HIGH
ionicon | ptrtof 10k | gc | unknown | ptr | unknown | IONICON PTR-TOF 10k, GC-PTR-TOF, UNKNOWN
ionicon | ptrtof 10k | gc | unknown | unknown | high | IONICON PTR-TOF 10k, GC-UNKNOWN-TOF, HIGH
unknown | ptrtof 10k | gc | unknown | ptr | unknown | IONICON PTR-TOF 10k, GC-PTR-TOF, UNKNOWN
unknown | ptrtof 10k | gc | tof | unknown | unknown | IONICON PTR-TOF 10k, GC-UNKNOWN-TOF, UNKNOWN
unknown | ptrtof 10k | unknown | tof | ptr | unknown | IONICON PTR-TOF 10k, GC-PTR-TOF, UNKNOWN
unknown | ptrtof 10k | unknown | tof | unknown | high | IONICON PTR-TOF 10k, GC-UNKNOWN-TOF, HIGH
ionicon | ptrtof 10k | unknown | unknown | ptr | unknown | IONICON PTR-TOF 10k, GC-PTR-TOF, UNKNOWN
ionicon | ptrtof 10k | unknown | tof | unknown | unknown | IONICON PTR-TOF 10k, GC-UNKNOWN-TOF, UNKNOWN
unknown | ptrtof 10k | unknown | unknown | unknown | high | IONICON PTR-TOF 10k, GC-UNKNOWN-TOF, HIGH
unknown | ptrtof 10k | unknown | unknown | ptr | unknown | IONICON PTR-TOF 10k, GC-PTR-TOF, UNKNOWN
unknown | ptrtof 10k | gc | unknown | ptr | high | IONICON PTR-TOF 10k, GC-PTR-TOF, HIGH
unknown | ptrtof 10k | gc | unknown | unknown | unknown | IONICON PTR-TOF 10k, GC-UNKNOWN-TOF, UNKNOWN
unknown | ptrtof 10k | gc | tof | unknown | high | IONICON PTR-TOF 10k, GC-UNKNOWN-TOF, HIGH
ionicon | ptrtof 10k | unknown | tof | ptr | high | IONICON PTR-TOF 10k, GC-PTR-TOF, HIGH
unknown | ptrtof 10k | unknown | tof | ptr | high | IONICON PTR-TOF 10k, GC-PTR-TOF, HIGH
ionicon | ptrtof 10k | gc | tof | unknown | high | IONICON PTR-TOF 10k, GC-UNKNOWN-TOF, HIGH
unknown | ptrtof 10k | gc | tof | ptr | high | IONICON PTR-TOF 10k, GC-PTR-TOF, HIGH
ionicon | ptrtof 10k | gc | tof | ptr | unknown | IONICON PTR-TOF 10k, GC-PTR-TOF, UNKNOWN
ionicon | ptrtof 10k | gc | tof | ptr | high | IONICON PTR-TOF 10k, GC-PTR-TOF, HIGH
unknown | ptrtof 10k | unknown | tof | unknown | unknown | IONICON PTR-TOF 10k, GC-UNKNOWN-TOF, UNKNOWN
ionicon | ptrtof 10k | gc | unknown | unknown | unknown | IONICON PTR-TOF 10k, GC-UNKNOWN-TOF, UNKNOWN
unknown | ptrtof 10k | gc | tof | ptr | unknown | IONICON PTR-TOF 10k, GC-PTR-TOF, UNKNOWN
unknown | unknown | unknown | tof | unknown | unknown | UNKNOWN, UNKNOWN-UNKNOWN-TOF, UNKNOWN
unknown | unknown | unknown | tof | unknown | unknown | UNKNOWN, UNKNOWN-UNKNOWN-TOF, UNKNOWN
unknown | unknown | unknown | unknown | ptr | unknown | UNKNOWN, GC-PTR-UNKNOWN, UNKNOWN
unknown | unknown | unknown | unknown | ptr | unknown | UNKNOWN, GC-PTR-UNKNOWN, UNKNOWN
unknown | unknown | unknown | unknown | ptr | unknown | UNKNOWN, GC-PTR-UNKNOWN, UNKNOWN
unknown | unknown | unknown | unknown | ptr | unknown | UNKNOWN, GC-PTR-UNKNOWN, UNKNOWN
unknown | unknown | unknown | tof | unknown | unknown | UNKNOWN, UNKNOWN-UNKNOWN-TOF, UNKNOWN
unknown | unknown | unknown | tof | unknown | unknown | UNKNOWN, UNKNOWN-UNKNOWN-TOF, UNKNOWN
unknown | unknown | unknown | tof | unknown | unknown | UNKNOWN, UNKNOWN-UNKNOWN-TOF, UNKNOWN
unknown | unknown | unknown | q | unknown | unknown | UNKNOWN, UNKNOWN-UNKNOWN-Q, UNKNOWN
unknown | unknown | gc | unknown | unknown | unknown | UNKNOWN, GC-UNKNOWN-UNKNOWN, UNKNOWN
unknown | unknown | gc | q | ci | unknown | UNKNOWN, GC-CI-Q, UNKNOWN
unknown | unknown | gc | tof | ptr | unknown | UNKNOWN, GC-PTR-TOF, UNKNOWN
unknown | unknown | unknown | unknown | ci | unknown | UNKNOWN, GC-CI-UNKNOWN, UNKNOWN
unknown | unknown | gc | tof | ptr | unknown | UNKNOWN, GC-PTR-TOF, UNKNOWN
unknown | unknown | unknown | tof | unknown | unknown | UNKNOWN, UNKNOWN-UNKNOWN-TOF, UNKNOWN
unknown | unknown | gc | unknown | unknown | unknown | UNKNOWN, GC-UNKNOWN-UNKNOWN, UNKNOWN
ionicon | unknown | unknown | unknown | unknown | unknown | IONICON instrument, UNKNOWN, UNKNOWN
unknown | unknown | gc | unknown | ptr | high | UNKNOWN, GC-PTR-UNKNOWN, HIGH
unknown | unknown | gc | unknown | ptr | high | UNKNOWN, GC-PTR-UNKNOWN, HIGH
unknown | unknown | gc | unknown | ptr | low | UNKNOWN, GC-PTR-UNKNOWN, LOW
unknown | unknown | gc | unknown | ptr | low | UNKNOWN, GC-PTR-UNKNOWN, LOW
unknown | unknown | gc | unknown | ci | low | UNKNOWN, GC-CI-UNKNOWN, LOW
ionicon | unknown | gc | unknown | unknown | unknown | IONICON instrument, GC-UNKNOWN-UNKNOWN, UNKNOWN
ionicon | unknown | gc | unknown | unknown | unknown | IONICON instrument, GC-UNKNOWN-UNKNOWN, UNKNOWN
ionicon | unknown | gc | unknown | unknown | unknown | IONICON instrument, GC-UNKNOWN-UNKNOWN, UNKNOWN
ionicon | unknown | gc | unknown | unknown | unknown | IONICON instrument, GC-UNKNOWN-UNKNOWN, UNKNOWN
ionicon | unknown | gc | unknown | unknown | unknown | IONICON instrument, GC-UNKNOWN-UNKNOWN, UNKNOWN
unknown | unknown | gc | tof | unknown | high | UNKNOWN, GC-UNKNOWN-TOF, HIGH
unknown | unknown | gc | tof | unknown | low | UNKNOWN, GC-UNKNOWN-TOF, LOW
unknown | unknown | gc | tof | unknown | high | UNKNOWN, GC-UNKNOWN-TOF, HIGH
unknown | unknown | gc | tof | unknown | high | UNKNOWN, GC-UNKNOWN-TOF, HIGH
unknown | unknown | gc | q | unknown | low | UNKNOWN, GC-UNKNOWN-Q, LOW
unknown | unknown | gc | unknown | ptr | high | UNKNOWN, GC-PTR-UNKNOWN, HIGH
unknown | unknown | unknown | unknown | ci | unknown | UNKNOWN, GC-CI-UNKNOWN, UNKNOWN
unknown | unknown | unknown | tof | ci | high | UNKNOWN, GC-CI-TOF, HIGH
unknown | unknown | unknown | tof | ptr | low | UNKNOWN, GC-PTR-TOF, LOW
unknown | unknown | unknown | q | ci | low | UNKNOWN, GC-CI-Q, LOW
unknown | unknown | unknown | tof | ptr | high | UNKNOWN, GC-PTR-TOF, HIGH
unknown | unknown | unknown | tof | ptr | high | UNKNOWN, GC-PTR-TOF, HIGH
unknown | unknown | unknown | tof | ptr | high | UNKNOWN, GC-PTR-TOF, HIGH
unknown | unknown | unknown | tof | ptr | low | UNKNOWN, GC-PTR-TOF, LOW
ionicon | unknown | unknown | tof | unknown | high | IONICON instrument, UNKNOWN-UNKNOWN-TOF, HIGH
ionicon | unknown | unknown | tof | unknown | high | IONICON instrument, UNKNOWN-UNKNOWN-TOF, HIGH
ionicon | unknown | unknown | tof | ci | unknown | IONICON instrument, GC-CI-TOF, UNKNOWN
ionicon | unknown | unknown | tof | unknown | high | IONICON instrument, UNKNOWN-UNKNOWN-TOF, HIGH
unknown | unknown | gc | tof | unknown | low | UNKNOWN, GC-UNKNOWN-TOF, LOW
ionicon | unknown | unknown | unknown | ci | high | IONICON instrument, GC-CI-UNKNOWN, HIGH
unknown | unknown | gc | tof | ci | unknown | UNKNOWN, GC-CI-TOF, UNKNOWN
unknown | unknown | gc | tof | unknown | high | UNKNOWN, GC-UNKNOWN-TOF, HIGH
ionicon | unknown | gc | unknown | ci | unknown | IONICON instrument, GC-CI-UNKNOWN, UNKNOWN
ionicon | unknown | gc | unknown | unknown | high | IONICON instrument, GC-UNKNOWN-UNKNOWN, HIGH
ionicon | unknown | unknown | tof | ptr | unknown | IONICON instrument, GC-PTR-TOF, UNKNOWN
ionicon | unknown | unknown | q | ci | unknown | IONICON instrument, GC-CI-Q, UNKNOWN
ionicon | unknown | unknown | unknown | ci | low | IONICON instrument, GC-CI-UNKNOWN, LOW
ionicon | unknown | unknown | unknown | ptr | low | IONICON instrument, GC-PTR-UNKNOWN, LOW
ionicon | unknown | gc | unknown | ci | unknown | IONICON instrument, GC-CI-UNKNOWN, UNKNOWN
ionicon | unknown | gc | unknown | ptr | unknown | IONICON instrument, GC-PTR-UNKNOWN, UNKNOWN
ionicon | unknown | unknown | unknown | ptr | high | IONICON instrument, GC-PTR-UNKNOWN, HIGH
ionicon | unknown | unknown | unknown | ptr | low | IONICON instrument, GC-PTR-UNKNOWN, LOW
ionicon | unknown | unknown | unknown | ptr | high | IONICON instrument, GC-PTR-UNKNOWN, HIGH
ionicon | unknown | unknown | unknown | ptr | high | IONICON instrument, GC-PTR-UNKNOWN, HIGH
ionicon | unknown | unknown | q | unknown | low | IONICON instrument, UNKNOWN-UNKNOWN-Q, LOW
ionicon | unknown | unknown | tof | unknown | high | IONICON instrument, UNKNOWN-UNKNOWN-TOF, HIGH
ionicon | unknown | gc | unknown | ptr | unknown | IONICON instrument, GC-PTR-UNKNOWN, UNKNOWN
ionicon | unknown | gc | unknown | ptr | unknown | IONICON instrument, GC-PTR-UNKNOWN, UNKNOWN
unknown | unknown | gc | tof | ptr | unknown | UNKNOWN, GC-PTR-TOF, UNKNOWN
unknown | unknown | gc | tof | ptr | unknown | UNKNOWN, GC-PTR-TOF, UNKNOWN
unknown | unknown | gc | tof | ptr | unknown | UNKNOWN, GC-PTR-TOF, UNKNOWN
unknown | unknown | gc | unknown | ci | high | UNKNOWN, GC-CI-UNKNOWN, HIGH
ionicon | unknown | gc | unknown | unknown | unknown | IONICON instrument, GC-UNKNOWN-UNKNOWN, UNKNOWN
ionicon | unknown | gc | unknown | unknown | unknown | IONICON instrument, GC-UNKNOWN-UNKNOWN, UNKNOWN
ionicon | unknown | unknown | unknown | unknown | unknown | IONICON instrument, UNKNOWN, UNKNOWN
unknown | unknown | gc | unknown | unknown | unknown | UNKNOWN, GC-UNKNOWN-UNKNOWN, UNKNOWN
ionicon | unknown | unknown | unknown | unknown | unknown | IONICON instrument, UNKNOWN, UNKNOWN
ionicon | unknown | gc | tof | ptr | low | IONICON instrument, GC-PTR-TOF, LOW
unknown | unknown | gc | unknown | unknown | unknown | UNKNOWN, GC-UNKNOWN-UNKNOWN, UNKNOWN
unknown | unknown | unknown | unknown | ptr | unknown | UNKNOWN, GC-PTR-UNKNOWN, UNKNOWN
ionicon | unknown | unknown | unknown | unknown | unknown | IONICON instrument, UNKNOWN, UNKNOWN
ionicon | unknown | unknown | unknown | unknown | unknown | IONICON instrument, UNKNOWN, UNKNOWN
ionicon | unknown | unknown | unknown | unknown | unknown | IONICON instrument, UNKNOWN, UNKNOWN
ionicon | unknown | unknown | unknown | unknown | unknown | IONICON instrument, UNKNOWN, UNKNOWN
ionicon | unknown | gc | tof | unknown | high | IONICON instrument, GC-UNKNOWN-TOF, HIGH
ionicon | unknown | gc | unknown | ptr | high | IONICON instrument, GC-PTR-UNKNOWN, HIGH
ionicon | unknown | unknown | tof | ptr | low | IONICON instrument, GC-PTR-TOF, LOW
ionicon | unknown | unknown | tof | ptr | low | IONICON instrument, GC-PTR-TOF, LOW
ionicon | unknown | gc | unknown | unknown | low | IONICON instrument, GC-UNKNOWN-UNKNOWN, LOW
ionicon | unknown | gc | unknown | unknown | low | IONICON instrument, GC-UNKNOWN-UNKNOWN, LOW
ionicon | unknown | gc | unknown | unknown | low | IONICON instrument, GC-UNKNOWN-UNKNOWN, LOW
ionicon | unknown | gc | unknown | unknown | high | IONICON instrument, GC-UNKNOWN-UNKNOWN, HIGH
ionicon | unknown | unknown | tof | ptr | unknown | IONICON instrument, GC-PTR-TOF, UNKNOWN
ionicon | unknown | unknown | tof | ptr | unknown | IONICON instrument, GC-PTR-TOF, UNKNOWN
ionicon | unknown | unknown | tof | ptr | unknown | IONICON instrument, GC-PTR-TOF, UNKNOWN
ionicon | unknown | unknown | tof | ptr | unknown | IONICON instrument, GC-PTR-TOF, UNKNOWN
ionicon | unknown | unknown | tof | unknown | low | IONICON instrument, UNKNOWN-UNKNOWN-TOF, LOW
ionicon | unknown | unknown | tof | unknown | low | IONICON instrument, UNKNOWN-UNKNOWN-TOF, LOW
ionicon | unknown | gc | tof | unknown | high | IONICON instrument, GC-UNKNOWN-TOF, HIGH
ionicon | unknown | gc | tof | unknown | low | IONICON instrument, GC-UNKNOWN-TOF, LOW
unknown | unknown | unknown | unknown | ptr | low | UNKNOWN, GC-PTR-UNKNOWN, LOW
unknown | unknown | unknown | unknown | ptr | low | UNKNOWN, GC-PTR-UNKNOWN, LOW
unknown | unknown | unknown | unknown | ptr | high | UNKNOWN, GC-PTR-UNKNOWN, HIGH
unknown | unknown | unknown | unknown | ptr | high | UNKNOWN, GC-PTR-UNKNOWN, HIGH
ionicon | unknown | gc | unknown | unknown | high | IONICON instrument, GC-UNKNOWN-UNKNOWN, HIGH
ionicon | unknown | gc | unknown | ptr | unknown | IONICON instrument, GC-PTR-UNKNOWN, UNKNOWN
ionicon | unknown | gc | unknown | unknown | high | IONICON instrument, GC-UNKNOWN-UNKNOWN, HIGH
ionicon | unknown | gc | q | unknown | low | IONICON instrument, GC-UNKNOWN-Q, LOW
ionicon | unknown | gc | q | unknown | unknown | IONICON instrument, GC-UNKNOWN-Q, UNKNOWN
ionicon | unknown | gc | tof | unknown | unknown | IONICON instrument, GC-UNKNOWN-TOF, UNKNOWN
ionicon | unknown | gc | tof | unknown | unknown | IONICON instrument, GC-UNKNOWN-TOF, UNKNOWN
ionicon | unknown | gc | tof | unknown | unknown | IONICON instrument, GC-UNKNOWN-TOF, UNKNOWN
ionicon | unknown | gc | tof | unknown | unknown | IONICON instrument, GC-UNKNOWN-TOF, UNKNOWN
ionicon | unknown | gc | tof | unknown | unknown | IONICON instrument, GC-UNKNOWN-TOF, UNKNOWN
ionicon | unknown | gc | unknown | ptr | unknown | IONICON instrument, GC-PTR-UNKNOWN, UNKNOWN
ionicon | unknown | gc | tof | unknown | low | IONICON instrument, GC-UNKNOWN-TOF, LOW
unknown | unknown | gc | unknown | unknown | low | UNKNOWN, GC-UNKNOWN-UNKNOWN, LOW
unknown | unknown | gc | unknown | unknown | low | UNKNOWN, GC-UNKNOWN-UNKNOWN, LOW
unknown | unknown | gc | unknown | unknown | high | UNKNOWN, GC-UNKNOWN-UNKNOWN, HIGH
unknown | unknown | gc | unknown | unknown | low | UNKNOWN, GC-UNKNOWN-UNKNOWN, LOW
unknown | unknown | unknown | unknown | ci | high | UNKNOWN, GC-CI-UNKNOWN, HIGH
unknown | unknown | gc | unknown | ptr | unknown | UNKNOWN, GC-PTR-UNKNOWN, UNKNOWN
unknown | unknown | gc | unknown | ptr | unknown | UNKNOWN, GC-PTR-UNKNOWN, UNKNOWN
unknown | unknown | gc | unknown | unknown | high | UNKNOWN, GC-UNKNOWN-UNKNOWN, HIGH
unknown | unknown | gc | tof | unknown | unknown | UNKNOWN, GC-UNKNOWN-TOF, UNKNOWN
unknown | unknown | gc | q | unknown | unknown | UNKNOWN, GC-UNKNOWN-Q, UNKNOWN
unknown | unknown | gc | tof | unknown | unknown | UNKNOWN, GC-UNKNOWN-TOF, UNKNOWN
unknown | unknown | gc | tof | unknown | unknown | UNKNOWN, GC-UNKNOWN-TOF, UNKNOWN
unknown | unknown | gc | tof | unknown | unknown | UNKNOWN, GC-UNKNOWN-TOF, UNKNOWN
unknown | unknown | gc | tof | unknown | unknown | UNKNOWN, GC-UNKNOWN-TOF, UNKNOWN
unknown | unknown | gc | tof | unknown | unknown | UNKNOWN, GC-UNKNOWN-TOF, UNKNOWN
unknown | unknown | gc | unknown | ptr | unknown | UNKNOWN, GC-PTR-UNKNOWN, UNKNOWN
unknown | unknown | unknown | tof | unknown | high | UNKNOWN, UNKNOWN-UNKNOWN-TOF, HIGH
unknown | unknown | unknown | tof | unknown | high | UNKNOWN, UNKNOWN-UNKNOWN-TOF, HIGH
unknown | unknown | unknown | tof | ci | unknown | UNKNOWN, GC-CI-TOF, UNKNOWN
unknown | unknown | unknown | tof | unknown | high | UNKNOWN, UNKNOWN-UNKNOWN-TOF, HIGH
unknown | unknown | unknown | tof | unknown | high | UNKNOWN, UNKNOWN-UNKNOWN-TOF, HIGH
unknown | unknown | unknown | q | unknown | low | UNKNOWN, UNKNOWN-UNKNOWN-Q, LOW
unknown | unknown | unknown | tof | unknown | low | UNKNOWN, UNKNOWN-UNKNOWN-TOF, LOW
unknown | unknown | unknown | unknown | ptr | high | UNKNOWN, GC-PTR-UNKNOWN, HIGH
unknown | unknown | unknown | tof | unknown | low | UNKNOWN, UNKNOWN-UNKNOWN-TOF, LOW
unknown | unknown | unknown | tof | ptr | unknown | UNKNOWN, GC-PTR-TOF, UNKNOWN
unknown | unknown | unknown | tof | ptr | unknown | UNKNOWN, GC-PTR-TOF, UNKNOWN
unknown | unknown | unknown | tof | ptr | unknown | UNKNOWN, GC-PTR-TOF, UNKNOWN
unknown | unknown | unknown | tof | ptr | unknown | UNKNOWN, GC-PTR-TOF, UNKNOWN
unknown | unknown | gc | unknown | unknown | high | UNKNOWN, GC-UNKNOWN-UNKNOWN, HIGH
unknown | unknown | unknown | unknown | ci | low | UNKNOWN, GC-CI-UNKNOWN, LOW
ionicon | unknown | gc | tof | unknown | unknown | IONICON instrument, GC-UNKNOWN-TOF, UNKNOWN
unknown | unknown | unknown | q | ci | unknown | UNKNOWN, GC-CI-Q, UNKNOWN
ionicon | unknown | unknown | q | ci | low | IONICON instrument, GC-CI-Q, LOW
ionicon | unknown | unknown | tof | ci | high | IONICON instrument, GC-CI-TOF, HIGH
ionicon | unknown | gc | tof | ptr | unknown | IONICON instrument, GC-PTR-TOF, UNKNOWN
ionicon | unknown | gc | tof | ptr | unknown | IONICON instrument, GC-PTR-TOF, UNKNOWN
ionicon | unknown | gc | tof | ptr | unknown | IONICON instrument, GC-PTR-TOF, UNKNOWN
ionicon | unknown | gc | tof | ptr | unknown | IONICON instrument, GC-PTR-TOF, UNKNOWN
ionicon | unknown | gc | tof | ptr | unknown | IONICON instrument, GC-PTR-TOF, UNKNOWN
ionicon | unknown | gc | tof | unknown | high | IONICON instrument, GC-UNKNOWN-TOF, HIGH
ionicon | unknown | gc | q | ci | unknown | IONICON instrument, GC-CI-Q, UNKNOWN
ionicon | unknown | gc | tof | ci | unknown | IONICON instrument, GC-CI-TOF, UNKNOWN
ionicon | unknown | gc | tof | unknown | high | IONICON instrument, GC-UNKNOWN-TOF, HIGH
ionicon | unknown | unknown | tof | ptr | high | IONICON instrument, GC-PTR-TOF, HIGH
unknown | unknown | gc | unknown | ci | unknown | UNKNOWN, GC-CI-UNKNOWN, UNKNOWN
unknown | unknown | gc | unknown | ci | unknown | UNKNOWN, GC-CI-UNKNOWN, UNKNOWN
unknown | unknown | unknown | tof | ptr | unknown | UNKNOWN, GC-PTR-TOF, UNKNOWN
ionicon | unknown | gc | unknown | ptr | high | IONICON instrument, GC-PTR-UNKNOWN, HIGH
ionicon | unknown | gc | unknown | ptr | high | IONICON instrument, GC-PTR-UNKNOWN, HIGH
unknown | unknown | gc | unknown | ptr | unknown | UNKNOWN, GC-PTR-UNKNOWN, UNKNOWN
unknown | unknown | gc | unknown | ptr | unknown | UNKNOWN, GC-PTR-UNKNOWN, UNKNOWN
ionicon | unknown | unknown | unknown | unknown | low | IONICON instrument, UNKNOWN, LOW
ionicon | unknown | unknown | unknown | unknown | low | IONICON instrument, UNKNOWN, LOW
ionicon | unknown | unknown | unknown | unknown | low | IONICON instrument, UNKNOWN, LOW
ionicon | unknown | unknown | unknown | unknown | high | IONICON instrument, UNKNOWN, HIGH
ionicon | unknown | unknown | unknown | unknown | high | IONICON instrument, UNKNOWN, HIGH
ionicon | unknown | unknown | tof | ptr | high | IONICON instrument, GC-PTR-TOF, HIGH
ionicon | unknown | gc | unknown | ci | low | IONICON instrument, GC-CI-UNKNOWN, LOW
ionicon | unknown | gc | unknown | ci | high | IONICON instrument, GC-CI-UNKNOWN, HIGH
ionicon | unknown | gc | unknown | ptr | low | IONICON instrument, GC-PTR-UNKNOWN, LOW
ionicon | unknown | gc | unknown | ptr | low | IONICON instrument, GC-PTR-UNKNOWN, LOW
ionicon | unknown | unknown | tof | ptr | high | IONICON instrument, GC-PTR-TOF, HIGH
unknown | unknown | gc | unknown | unknown | high | UNKNOWN, GC-UNKNOWN-UNKNOWN, HIGH
unknown | unknown | gc | tof | ptr | high | UNKNOWN, GC-PTR-TOF, HIGH
unknown | unknown | gc | tof | ptr | high | UNKNOWN, GC-PTR-TOF, HIGH
unknown | unknown | gc | tof | ptr | high | UNKNOWN, GC-PTR-TOF, HIGH
unknown | unknown | gc | tof | ptr | low | UNKNOWN, GC-PTR-TOF, LOW
unknown | unknown | gc | tof | ptr | low | UNKNOWN, GC-PTR-TOF, LOW
unknown | unknown | gc | q | ci | low | UNKNOWN, GC-CI-Q, LOW
unknown | unknown | gc | tof | ci | high | UNKNOWN, GC-CI-TOF, HIGH
ionicon | unknown | unknown | unknown | ci | unknown | IONICON instrument, GC-CI-UNKNOWN, UNKNOWN
ionicon | unknown | unknown | tof | unknown | unknown | IONICON instrument, UNKNOWN-UNKNOWN-TOF, UNKNOWN
ionicon | unknown | unknown | unknown | ptr | unknown | IONICON instrument, GC-PTR-UNKNOWN, UNKNOWN
ionicon | unknown | unknown | q | unknown | unknown | IONICON instrument, UNKNOWN-UNKNOWN-Q, UNKNOWN
ionicon | unknown | unknown | unknown | ci | unknown | IONICON instrument, GC-CI-UNKNOWN, UNKNOWN
ionicon | unknown | unknown | unknown | ptr | unknown | IONICON instrument, GC-PTR-UNKNOWN, UNKNOWN
ionicon | unknown | unknown | unknown | ptr | unknown | IONICON instrument, GC-PTR-UNKNOWN, UNKNOWN
ionicon | unknown | unknown | unknown | ptr | unknown | IONICON instrument, GC-PTR-UNKNOWN, UNKNOWN
ionicon | unknown | unknown | unknown | ptr | unknown | IONICON instrument, GC-PTR-UNKNOWN, UNKNOWN
ionicon | unknown | unknown | tof | unknown | unknown | IONICON instrument, UNKNOWN-UNKNOWN-TOF, UNKNOWN
ionicon | unknown | unknown | tof | unknown | unknown | IONICON instrument, UNKNOWN-UNKNOWN-TOF, UNKNOWN
ionicon | unknown | unknown | tof | unknown | unknown | IONICON instrument, UNKNOWN-UNKNOWN-TOF, UNKNOWN
ionicon | unknown | unknown | tof | unknown | unknown | IONICON instrument, UNKNOWN-UNKNOWN-TOF, UNKNOWN
ionicon | unknown | unknown | tof | unknown | unknown | IONICON instrument, UNKNOWN-UNKNOWN-TOF, UNKNOWN
ionicon | unknown | gc | tof | ptr | low | IONICON instrument, GC-PTR-TOF, LOW
ionicon | unknown | unknown | unknown | unknown | high | IONICON instrument, UNKNOWN, HIGH
ionicon | unknown | unknown | unknown | unknown | high | IONICON instrument, UNKNOWN, HIGH
ionicon | unknown | gc | tof | ptr | high | IONICON instrument, GC-PTR-TOF, HIGH
ionicon | unknown | gc | tof | ptr | high | IONICON instrument, GC-PTR-TOF, HIGH
ionicon | unknown | gc | tof | ptr | high | IONICON instrument, GC-PTR-TOF, HIGH
unknown | unknown | gc | unknown | unknown | unknown | UNKNOWN, GC-UNKNOWN-UNKNOWN, UNKNOWN
ionicon | unknown | gc | tof | ci | high | IONICON instrument, GC-CI-TOF, HIGH
ionicon | unknown | gc | q | ci | low | IONICON instrument, GC-CI-Q, LOW
unknown | unknown | gc | unknown | unknown | unknown | UNKNOWN, GC-UNKNOWN-UNKNOWN, UNKNOWN
unknown | unknown | gc | unknown | unknown | unknown | UNKNOWN, GC-UNKNOWN-UNKNOWN, UNKNOWN
unknown | ptr3 | gc | tof | ci | high | IONICON PTR3, GC-CI-TOF, HIGH
unknown | ptr3 | unknown | unknown | unknown | unknown | IONICON PTR3, GC-UNKNOWN-TOF, UNKNOWN
unknown | ptr3 | gc | unknown | unknown | unknown | IONICON PTR3, GC-UNKNOWN-TOF, UNKNOWN
unknown | ptr3 | unknown | unknown | ci | unknown | IONICON PTR3, GC-CI-TOF, UNKNOWN
unknown | ptr3 | unknown | tof | unknown | unknown | IONICON PTR3, GC-UNKNOWN-TOF, UNKNOWN
unknown | ptr3 | unknown | unknown | unknown | high | IONICON PTR3, GC-UNKNOWN-TOF, HIGH
ionicon | ptr3 | unknown | unknown | ci | unknown | IONICON PTR3, GC-CI-TOF, UNKNOWN
ionicon | ptr3 | unknown | tof | unknown | unknown | IONICON PTR3, GC-UNKNOWN-TOF, UNKNOWN
ionicon | ptr3 | gc | unknown | unknown | unknown | IONICON PTR3, GC-UNKNOWN-TOF, UNKNOWN
ionicon | ptr3 | unknown | unknown | unknown | high | IONICON PTR3, GC-UNKNOWN-TOF, HIGH
unknown | ptr3 | gc | unknown | ci | unknown | IONICON PTR3, GC-CI-TOF, UNKNOWN
unknown | ptr3 | gc | tof | unknown | unknown | IONICON PTR3, GC-UNKNOWN-TOF, UNKNOWN
unknown | ptr3 | unknown | tof | ci | unknown | IONICON PTR3, GC-CI-TOF, UNKNOWN
unknown | ptr3 | gc | unknown | unknown | high | IONICON PTR3, GC-UNKNOWN-TOF, HIGH
ionicon | ptr3 | unknown | unknown | unknown | unknown | IONICON PTR3, GC-UNKNOWN-TOF, UNKNOWN
unknown | ptr3 | unknown | unknown | ci | high | IONICON PTR3, GC-CI-TOF, HIGH
unknown | ptr3 | unknown | tof | unknown | high | IONICON PTR3, GC-UNKNOWN-TOF, HIGH
ionicon | ptr3 | gc | tof | unknown | unknown | IONICON PTR3, GC-UNKNOWN-TOF, UNKNOWN
ionicon | ptr3 | gc | unknown | unknown | high | IONICON PTR3, GC-UNKNOWN-TOF, HIGH
ionicon | ptr3 | gc | unknown | ci | unknown | IONICON PTR3, GC-CI-TOF, UNKNOWN
ionicon | ptr3 | unknown | tof | unknown | high | IONICON PTR3, GC-UNKNOWN-TOF, HIGH
ionicon | ptr3 | unknown | tof | ci | unknown | IONICON PTR3, GC-CI-TOF, UNKNOWN
ionicon | ptr3 | unknown | unknown | ci | high | IONICON PTR3, GC-CI-TOF, HIGH
unknown | ptr3 | gc | tof | unknown | high | IONICON PTR3, GC-UNKNOWN-TOF, HIGH
unknown | ptr3 | gc | tof | ci | unknown | IONICON PTR3, GC-CI-TOF, UNKNOWN
unknown | ptr3 | unknown | tof | ci | high | IONICON PTR3, GC-CI-TOF, HIGH
unknown | ptr3 | gc | unknown | ci | high | IONICON PTR3, GC-CI-TOF, HIGH
ionicon | ptr3 | gc | tof | unknown | high | IONICON PTR3, GC-UNKNOWN-TOF, HIGH
ionicon | ptr3 | gc | tof | ci | unknown | IONICON PTR3, GC-CI-TOF, UNKNOWN
ionicon | ptr3 | unknown | tof | ci | high | IONICON PTR3, GC-CI-TOF, HIGH
ionicon | ptr3 | gc | unknown | ci | high | IONICON PTR3, GC-CI-TOF, HIGH
ionicon | ptr3 | gc | tof | ci | high | IONICON PTR3, GC-CI-TOF, HIGH
jeol | jms hx/hx 110a | unknown | unknown | unknown | unknown | JEOL JMS-HX/HX 110A, GC-UNKNOWN-EBEB, UNKNOWN
jeol | jms hx/hx 110a | unknown | unknown | unknown | unknown | JEOL JMS-HX/HX 110A, GC-UNKNOWN-EBEB, UNKNOWN
unknown | jms hx/hx 110a | lc | ebeb | fab | low | JEOL JMS-HX/HX 110A, LC-FAB-EBEB, LOW
unknown | jms hx/hx 110a | gc | ebeb | ei | low | JEOL JMS-HX/HX 110A, GC-EI-EBEB, LOW
jeol | jms hx/hx 110a | unknown | ebeb | fab | low | JEOL JMS-HX/HX 110A, LC-FAB-EBEB, LOW
jeol | jms hx/hx 110a | unknown | ebeb | ei | low | JEOL JMS-HX/HX 110A, GC-EI-EBEB, LOW
unknown | jms hx/hx 110a | lc | ebeb | unknown | unknown | JEOL JMS-HX/HX 110A, LC-UNKNOWN-EBEB, UNKNOWN
unknown | jms hx/hx 110a | gc | ebeb | unknown | unknown | JEOL JMS-HX/HX 110A, GC-UNKNOWN-EBEB, UNKNOWN
jeol | jms hx/hx 110a | gc | unknown | unknown | low | JEOL JMS-HX/HX 110A, GC-UNKNOWN-EBEB, LOW
jeol | jms hx/hx 110a | lc | ebeb | unknown | unknown | JEOL JMS-HX/HX 110A, LC-UNKNOWN-EBEB, UNKNOWN
jeol | jms hx/hx 110a | gc | ebeb | unknown | unknown | JEOL JMS-HX/HX 110A, GC-UNKNOWN-EBEB, UNKNOWN
jeol | jms hx/hx 110a | gc | unknown | ei | low | JEOL JMS-HX/HX 110A, GC-EI-EBEB, LOW
jeol | jms hx/hx 110a | gc | unknown | ei | unknown | JEOL JMS-HX/HX 110A, GC-EI-EBEB, UNKNOWN
jeol | jms hx/hx 110a | lc | unknown | fab | low | JEOL JMS-HX/HX 110A, LC-FAB-EBEB, LOW
unknown | jms hx/hx 110a | gc | unknown | ei | unknown | JEOL JMS-HX/HX 110A, GC-EI-EBEB, UNKNOWN
unknown | jms hx/hx 110a | lc | unknown | fab | unknown | JEOL JMS-HX/HX 110A, LC-FAB-EBEB, UNKNOWN
jeol | jms hx/hx 110a | unknown | ebeb | fab | unknown | JEOL JMS-HX/HX 110A, LC-FAB-EBEB, UNKNOWN
jeol | jms hx/hx 110a | unknown | ebeb | ei | unknown | JEOL JMS-HX/HX 110A, GC-EI-EBEB, UNKNOWN
unknown | jms hx/hx 110a | unknown | ebeb | unknown | unknown | JEOL JMS-HX/HX 110A, GC-UNKNOWN-EBEB, UNKNOWN
unknown | jms hx/hx 110a | unknown | ebeb | unknown | unknown | JEOL JMS-HX/HX 110A, GC-UNKNOWN-EBEB, UNKNOWN
unknown | jms hx/hx 110a | gc | unknown | unknown | unknown | JEOL JMS-HX/HX 110A, GC-UNKNOWN-EBEB, UNKNOWN
jeol | jms hx/hx 110a | unknown | unknown | ei | unknown | JEOL JMS-HX/HX 110A, GC-EI-EBEB, UNKNOWN
jeol | jms hx/hx 110a | unknown | unknown | fab | low | JEOL JMS-HX/HX 110A, LC-FAB-EBEB, LOW
jeol | jms hx/hx 110a | unknown | unknown | ei | low | JEOL JMS-HX/HX 110A, GC-EI-EBEB, LOW
jeol | jms hx/hx 110a | unknown | ebeb | unknown | low | JEOL JMS-HX/HX 110A, GC-UNKNOWN-EBEB, LOW
jeol | jms hx/hx 110a | unknown | unknown | fab | unknown | JEOL JMS-HX/HX 110A, LC-FAB-EBEB, UNKNOWN
jeol | jms hx/hx 110a | lc | ebeb | unknown | low | JEOL JMS-HX/HX 110A, LC-UNKNOWN-EBEB, LOW
jeol | jms hx/hx 110a | unknown | ebeb | unknown | low | JEOL JMS-HX/HX 110A, GC-UNKNOWN-EBEB, LOW
jeol | jms hx/hx 110a | gc | ebeb | ei | unknown | JEOL JMS-HX/HX 110A, GC-EI-EBEB, UNKNOWN
jeol | jms hx/hx 110a | lc | ebeb | fab | unknown | JEOL JMS-HX/HX 110A, LC-FAB-EBEB, UNKNOWN
unknown | jms hx/hx 110a | lc | unknown | unknown | unknown | JEOL JMS-HX/HX 110A, LC-UNKNOWN-EBEB, UNKNOWN
jeol | jms hx/hx 110a | lc | unknown | unknown | low | JEOL JMS-HX/HX 110A, LC-UNKNOWN-EBEB, LOW
jeol | jms hx/hx 110a | gc | ebeb | ei | low | JEOL JMS-HX/HX 110A, GC-EI-EBEB, LOW
unknown | jms hx/hx 110a | unknown | unknown | ei | low | JEOL JMS-HX/HX 110A, GC-EI-EBEB, LOW
jeol | jms hx/hx 110a | lc | unknown | fab | unknown | JEOL JMS-HX/HX 110A, LC-FAB-EBEB, UNKNOWN
jeol | jms hx/hx 110a | lc | ebeb | fab | low | JEOL JMS-HX/HX 110A, LC-FAB-EBEB, LOW
unknown | jms hx/hx 110a | unknown | unknown | unknown | unknown | JEOL JMS-HX/HX 110A, GC-UNKNOWN-EBEB, UNKNOWN
unknown | jms hx/hx 110a | unknown | unknown | unknown | unknown | JEOL JMS-HX/HX 110A, GC-UNKNOWN-EBEB, UNKNOWN
unknown | jms hx/hx 110a | unknown | unknown | fab | low | JEOL JMS-HX/HX 110A, LC-FAB-EBEB, LOW
unknown | jms hx/hx 110a | lc | unknown | fab | low | JEOL JMS-HX/HX 110A, LC-FAB-EBEB, LOW
unknown | jms hx/hx 110a | unknown | unknown | ei | unknown | JEOL JMS-HX/HX 110A, GC-EI-EBEB, UNKNOWN
unknown | jms hx/hx 110a | unknown | unknown | fab | unknown | JEOL JMS-HX/HX 110A, LC-FAB-EBEB, UNKNOWN
unknown | jms hx/hx 110a | gc | unknown | ei | low | JEOL JMS-HX/HX 110A, GC-EI-EBEB, LOW
jeol | jms hx/hx 110a | gc | ebeb | unknown | low | JEOL JMS-HX/HX 110A, GC-UNKNOWN-EBEB, LOW
jeol | jms hx/hx 110a | unknown | unknown | unknown | low | JEOL JMS-HX/HX 110A, GC-UNKNOWN-EBEB, LOW
jeol | jms hx/hx 110a | unknown | unknown | unknown | low | JEOL JMS-HX/HX 110A, GC-UNKNOWN-EBEB, LOW
jeol | jms hx/hx 110a | unknown | ebeb | unknown | unknown | JEOL JMS-HX/HX 110A, GC-UNKNOWN-EBEB, UNKNOWN
jeol | jms hx/hx 110a | unknown | ebeb | unknown | unknown | JEOL JMS-HX/HX 110A, GC-UNKNOWN-EBEB, UNKNOWN
unknown | jms hx/hx 110a | lc | unknown | unknown | low | JEOL JMS-HX/HX 110A, LC-UNKNOWN-EBEB, LOW
unknown | jms hx/hx 110a | gc | unknown | unknown | low | JEOL JMS-HX/HX 110A, GC-UNKNOWN-EBEB, LOW
unknown | jms hx/hx 110a | unknown | ebeb | fab | unknown | JEOL JMS-HX/HX 110A, LC-FAB-EBEB, UNKNOWN
unknown | jms hx/hx 110a | unknown | ebeb | ei | unknown | JEOL JMS-HX/HX 110A, GC-EI-EBEB, UNKNOWN
unknown | jms hx/hx 110a | lc | ebeb | unknown | low | JEOL JMS-HX/HX 110A, LC-UNKNOWN-EBEB, LOW
unknown | jms hx/hx 110a | unknown | ebeb | ei | low | JEOL JMS-HX/HX 110A, GC-EI-EBEB, LOW
unknown | jms hx/hx 110a | gc | ebeb | ei | unknown | JEOL JMS-HX/HX 110A, GC-EI-EBEB, UNKNOWN
unknown | jms hx/hx 110a | lc | ebeb | fab | unknown | JEOL JMS-HX/HX 110A, LC-FAB-EBEB, UNKNOWN
unknown | jms hx/hx 110a | gc | ebeb | unknown | low | JEOL JMS-HX/HX 110A, GC-UNKNOWN-EBEB, LOW
unknown | jms hx/hx 110a | unknown | ebeb | fab | low | JEOL JMS-HX/HX 110A, LC-FAB-EBEB, LOW
unknown | jms hx/hx 110a | unknown | ebeb | unknown | low | JEOL JMS-HX/HX 110A, GC-UNKNOWN-EBEB, LOW
unknown | jms hx/hx 110a | unknown | ebeb | unknown | low | JEOL JMS-HX/HX 110A, GC-UNKNOWN-EBEB, LOW
unknown | jms hx/hx 110a | unknown | unknown | unknown | low | JEOL JMS-HX/HX 110A, GC-UNKNOWN-EBEB, LOW
unknown | jms hx/hx 110a | unknown | unknown | unknown | low | JEOL JMS-HX/HX 110A, GC-UNKNOWN-EBEB, LOW
jeol | jms hx/hx 110a | gc | unknown | unknown | unknown | JEOL JMS-HX/HX 110A, GC-UNKNOWN-EBEB, UNKNOWN
jeol | jms hx/hx 110a | lc | unknown | unknown | unknown | JEOL JMS-HX/HX 110A, LC-UNKNOWN-EBEB, UNKNOWN
jeol | jms ax 505 ha | unknown | unknown | ci | low | JEOL JMS AX-505 HA, GC-CI-B, LOW
jeol | jms ax 505 ha | unknown | unknown | unknown | low | JEOL JMS AX-505 HA, GC-UNKNOWN-B, LOW
jeol | jms ax 505 ha | gc | b | ci | unknown | JEOL JMS AX-505 HA, GC-CI-B, UNKNOWN
unknown | jms ax 505 ha | gc | unknown | unknown | unknown | JEOL JMS AX-505 HA, GC-UNKNOWN-B, UNKNOWN
jeol | jms ax 505 ha | gc | b | unknown | unknown | JEOL JMS AX-505 HA, GC-UNKNOWN-B, UNKNOWN
unknown | jms ax 505 ha | gc | unknown | ci | unknown | JEOL JMS AX-505 HA, GC-CI-B, UNKNOWN
jeol | jms ax 505 ha | gc | unknown | ci | low | JEOL JMS AX-505 HA, GC-CI-B, LOW
jeol | jms ax 505 ha | gc | unknown | ci | unknown | JEOL JMS AX-505 HA, GC-CI-B, UNKNOWN
jeol | jms ax 505 ha | unknown | unknown | unknown | unknown | JEOL JMS AX-505 HA, GC-UNKNOWN-B, UNKNOWN
unknown | jms ax 505 ha | gc | b | unknown | unknown | JEOL JMS AX-505 HA, GC-UNKNOWN-B, UNKNOWN
unknown | jms ax 505 ha | unknown | unknown | unknown | unknown | JEOL JMS AX-505 HA, GC-UNKNOWN-B, UNKNOWN
jeol | jms ax 505 ha | gc | unknown | unknown | low | JEOL JMS AX-505 HA, GC-UNKNOWN-B, LOW
jeol | jms ax 505 ha | gc | b | unknown | low | JEOL JMS AX-505 HA, GC-UNKNOWN-B, LOW
jeol | jms ax 505 ha | unknown | b | ci | unknown | JEOL JMS AX-505 HA, GC-CI-B, UNKNOWN
jeol | jms ax 505 ha | unknown | b | unknown | unknown | JEOL JMS AX-505 HA, GC-UNKNOWN-B, UNKNOWN
jeol | jms ax 505 ha | unknown | b | unknown | low | JEOL JMS AX-505 HA, GC-UNKNOWN-B, LOW
unknown | jms ax 505 ha | gc | b | unknown | low | JEOL JMS AX-505 HA, GC-UNKNOWN-B, LOW
unknown | jms ax 505 ha | gc | unknown | unknown | low | JEOL JMS AX-505 HA, GC-UNKNOWN-B, LOW
unknown | jms ax 505 ha | unknown | b | unknown | low | JEOL JMS AX-505 HA, GC-UNKNOWN-B, LOW
unknown | jms ax 505 ha | unknown | b | ci | low | JEOL JMS AX-505 HA, GC-CI-B, LOW
jeol | jms ax 505 ha | unknown | unknown | ci | unknown | JEOL JMS AX-505 HA, GC-CI-B, UNKNOWN
jeol | jms ax 505 ha | gc | unknown | unknown | unknown | JEOL JMS AX-505 HA, GC-UNKNOWN-B, UNKNOWN
unknown | jms ax 505 ha | unknown | b | unknown | unknown | JEOL JMS AX-505 HA, GC-UNKNOWN-B, UNKNOWN
unknown | jms ax 505 ha | unknown | unknown | unknown | low | JEOL JMS AX-505 HA, GC-UNKNOWN-B, LOW
unknown | jms ax 505 ha | gc | unknown | ci | low | JEOL JMS AX-505 HA, GC-CI-B, LOW
unknown | jms ax 505 ha | unknown | unknown | ci | unknown | JEOL JMS AX-505 HA, GC-CI-B, UNKNOWN
unknown | jms ax 505 ha | gc | b | ci | unknown | JEOL JMS AX-505 HA, GC-CI-B, UNKNOWN
unknown | jms ax 505 ha | unknown | b | ci | unknown | JEOL JMS AX-505 HA, GC-CI-B, UNKNOWN
unknown | jms ax 505 ha | unknown | unknown | ci | low | JEOL JMS AX-505 HA, GC-CI-B, LOW
jeol | jms ax 505 ha | unknown | b | ci | low | JEOL JMS AX-505 HA, GC-CI-B, LOW
jeol | jms ax 505 ha | gc | b | ci | low | JEOL JMS AX-505 HA, GC-CI-B, LOW
unknown | jms ax 505 ha | gc | b | ci | low | JEOL JMS AX-505 HA, GC-CI-B, LOW
jeol | jms t100lp | lc | tof | esi | high | JEOL JMS-T100LP, LC-ESI-TOF, HIGH
jeol | jms hx 110 | lc | eb | fab | low | JEOL JMS-HX 110, LC-FAB-EB, LOW
jeol | jms dx 303 | lc | b | fab | low | JEOL JMS DX-303, LC-FAB-B, LOW
jeol | jms dx 300 | gc | b | ci | low | JEOL JMS DX-300, GC-CI-B, LOW
jeol | jms dx 300 | lc | b | fd | low | JEOL JMS DX-300, LC-FD-B, LOW
jeol | jms dx 300 | lc | b | fab | low | JEOL JMS DX-300, LC-FAB-B, LOW
jeol | jms hx 110 | lc | unknown | fab | unknown | JEOL JMS-HX 110, LC-FAB-EB, UNKNOWN
jeol | jms dx 303 | lc | unknown | fab | unknown | JEOL JMS DX-303, LC-FAB-B, UNKNOWN
jeol | jms dx 300 | gc | unknown | ci | unknown | JEOL JMS DX-300, GC-CI-B, UNKNOWN
jeol | jms dx 300 | lc | unknown | fd | unknown | JEOL JMS DX-300, LC-FD-B, UNKNOWN
jeol | jms dx 300 | lc | unknown | fab | unknown | JEOL JMS DX-300, LC-FAB-B, UNKNOWN
jeol | jms dx 300 | unknown | b | fab | low | JEOL JMS DX-300, LC-FAB-B, LOW
unknown | jms t100lp | lc | unknown | unknown | unknown | JEOL JMS-T100LP, LC-UNKNOWN-TOF, UNKNOWN
unknown | jms t100lp | unknown | unknown | esi | high | JEOL JMS-T100LP, LC-ESI-TOF, HIGH
unknown | jms hx 110 | unknown | unknown | fab | low | JEOL JMS-HX 110, LC-FAB-EB, LOW
unknown | jms dx 303 | unknown | unknown | fab | low | JEOL JMS DX-303, LC-FAB-B, LOW
unknown | jms dx 300 | unknown | unknown | ci | low | JEOL JMS DX-300, GC-CI-B, LOW
unknown | jms dx 300 | unknown | unknown | fd | low | JEOL JMS DX-300, LC-FD-B, LOW
unknown | jms dx 300 | unknown | unknown | fab | low | JEOL JMS DX-300, LC-FAB-B, LOW
unknown | jms t100lp | unknown | unknown | unknown | unknown | JEOL JMS-T100LP, LC-UNKNOWN-TOF, UNKNOWN
unknown | jms hx 110 | unknown | unknown | unknown | unknown | JEOL JMS-HX 110, LC-UNKNOWN-EB, UNKNOWN
unknown | jms hx 110 | lc | eb | unknown | low | JEOL JMS-HX 110, LC-UNKNOWN-EB, LOW
unknown | jms dx 303 | lc | b | unknown | low | JEOL JMS DX-303, LC-UNKNOWN-B, LOW
unknown | jms dx 300 | gc | b | unknown | low | JEOL JMS DX-300, GC-UNKNOWN-B, LOW
unknown | jms dx 300 | lc | b | unknown | low | JEOL JMS DX-300, LC-UNKNOWN-B, LOW
unknown | jms dx 300 | lc | b | unknown | low | JEOL JMS DX-300, LC-UNKNOWN-B, LOW
unknown | jms t100lp | unknown | unknown | esi | unknown | JEOL JMS-T100LP, LC-ESI-TOF, UNKNOWN
unknown | jms hx 110 | unknown | unknown | fab | unknown | JEOL JMS-HX 110, LC-FAB-EB, UNKNOWN
unknown | jms dx 303 | unknown | unknown | fab | unknown | JEOL JMS DX-303, LC-FAB-B, UNKNOWN
unknown | jms dx 300 | unknown | unknown | ci | unknown | JEOL JMS DX-300, GC-CI-B, UNKNOWN
unknown | jms dx 300 | unknown | unknown | fd | unknown | JEOL JMS DX-300, LC-FD-B, UNKNOWN
unknown | jms hx 110 | lc | unknown | fab | low | JEOL JMS-HX 110, LC-FAB-EB, LOW
unknown | jms hx 110 | lc | eb | fab | unknown | JEOL JMS-HX 110, LC-FAB-EB, UNKNOWN
unknown | jms dx 303 | lc | b | fab | unknown | JEOL JMS DX-303, LC-FAB-B, UNKNOWN
unknown | jms dx 300 | gc | b | ci | unknown | JEOL JMS DX-300, GC-CI-B, UNKNOWN
unknown | jms dx 300 | lc | b | fd | unknown | JEOL JMS DX-300, LC-FD-B, UNKNOWN
unknown | jms dx 300 | lc | b | fab | unknown | JEOL JMS DX-300, LC-FAB-B, UNKNOWN
unknown | jms dx 300 | unknown | unknown | fab | unknown | JEOL JMS DX-300, LC-FAB-B, UNKNOWN
unknown | jms t100lp | unknown | tof | esi | high | JEOL JMS-T100LP, LC-ESI-TOF, HIGH
unknown | jms t100lp | lc | tof | unknown | high | JEOL JMS-T100LP, LC-UNKNOWN-TOF, HIGH
unknown | jms dx 303 | lc | unknown | fab | low | JEOL JMS DX-303, LC-FAB-B, LOW
unknown | jms dx 300 | gc | unknown | ci | low | JEOL JMS DX-300, GC-CI-B, LOW
unknown | jms dx 300 | lc | unknown | fd | low | JEOL JMS DX-300, LC-FD-B, LOW
unknown | jms dx 300 | lc | unknown | fab | low | JEOL JMS DX-300, LC-FAB-B, LOW
unknown | jms dx 300 | unknown | b | ci | unknown | JEOL JMS DX-300, GC-CI-B, UNKNOWN
unknown | jms dx 300 | unknown | b | fd | unknown | JEOL JMS DX-300, LC-FD-B, UNKNOWN
unknown | jms dx 300 | unknown | b | fab | unknown | JEOL JMS DX-300, LC-FAB-B, UNKNOWN
unknown | jms t100lp | unknown | tof | unknown | high | JEOL JMS-T100LP, LC-UNKNOWN-TOF, HIGH
unknown | jms hx 110 | unknown | eb | unknown | low | JEOL JMS-HX 110, LC-UNKNOWN-EB, LOW
unknown | jms dx 303 | unknown | b | unknown | low | JEOL JMS DX-303, LC-UNKNOWN-B, LOW
unknown | jms dx 300 | unknown | b | unknown | low | JEOL JMS DX-300, LC-UNKNOWN-B, LOW
unknown | jms dx 300 | unknown | b | unknown | low | JEOL JMS DX-300, LC-UNKNOWN-B, LOW
unknown | jms dx 300 | unknown | b | unknown | low | JEOL JMS DX-300, LC-UNKNOWN-B, LOW
unknown | jms t100lp | unknown | unknown | unknown | high | JEOL JMS-T100LP, LC-UNKNOWN-TOF, HIGH
unknown | jms hx 110 | unknown | unknown | unknown | low | JEOL JMS-HX 110, LC-UNKNOWN-EB, LOW
unknown | jms dx 303 | unknown | unknown | unknown | low | JEOL JMS DX-303, LC-UNKNOWN-B, LOW
unknown | jms dx 300 | unknown | unknown | unknown | low | JEOL JMS DX-300, LC-UNKNOWN-B, LOW
unknown | jms dx 300 | unknown | unknown | unknown | low | JEOL JMS DX-300, LC-UNKNOWN-B, LOW
unknown | jms dx 300 | unknown | unknown | unknown | low | JEOL JMS DX-300, LC-UNKNOWN-B, LOW
jeol | jms t100lp | lc | unknown | unknown | unknown | JEOL JMS-T100LP, LC-UNKNOWN-TOF, UNKNOWN
jeol | jms hx 110 | lc | unknown | unknown | unknown | JEOL JMS-HX 110, LC-UNKNOWN-EB, UNKNOWN
unknown | jms t100lp | lc | unknown | esi | high | JEOL JMS-T100LP, LC-ESI-TOF, HIGH
unknown | jms t100lp | lc | tof | esi | unknown | JEOL JMS-T100LP, LC-ESI-TOF, UNKNOWN
jeol | jms dx 300 | unknown | b | unknown | unknown | JEOL JMS DX-300, LC-UNKNOWN-B, UNKNOWN
jeol | jms dx 300 | unknown | b | unknown | unknown | JEOL JMS DX-300, LC-UNKNOWN-B, UNKNOWN
jeol | jms dx 300 | unknown | b | unknown | unknown | JEOL JMS DX-300, LC-UNKNOWN-B, UNKNOWN
unknown | jms hx 110 | lc | unknown | unknown | low | JEOL JMS-HX 110, LC-UNKNOWN-EB, LOW
unknown | jms dx 303 | lc | unknown | unknown | low | JEOL JMS DX-303, LC-UNKNOWN-B, LOW
unknown | jms dx 300 | gc | unknown | unknown | low | JEOL JMS DX-300, GC-UNKNOWN-B, LOW
unknown | jms dx 300 | lc | unknown | unknown | low | JEOL JMS DX-300, LC-UNKNOWN-B, LOW
unknown | jms dx 300 | lc | unknown | unknown | low | JEOL JMS DX-300, LC-UNKNOWN-B, LOW
unknown | jms t100lp | unknown | tof | esi | unknown | JEOL JMS-T100LP, LC-ESI-TOF, UNKNOWN
unknown | jms hx 110 | unknown | eb | fab | unknown | JEOL JMS-HX 110, LC-FAB-EB, UNKNOWN
unknown | jms dx 303 | unknown | b | fab | unknown | JEOL JMS DX-303, LC-FAB-B, UNKNOWN
jeol | jms dx 300 | gc | b | ci | unknown | JEOL JMS DX-300, GC-CI-B, UNKNOWN
jeol | jms dx 300 | lc | b | fd | unknown | JEOL JMS DX-300, LC-FD-B, UNKNOWN
jeol | jms dx 300 | lc | b | fab | unknown | JEOL JMS DX-300, LC-FAB-B, UNKNOWN
unknown | jms hx 110 | unknown | eb | fab | low | JEOL JMS-HX 110, LC-FAB-EB, LOW
unknown | jms dx 303 | unknown | b | fab | low | JEOL JMS DX-303, LC-FAB-B, LOW
unknown | jms dx 300 | unknown | b | ci | low | JEOL JMS DX-300, GC-CI-B, LOW
unknown | jms dx 300 | unknown | b | fd | low | JEOL JMS DX-300, LC-FD-B, LOW
unknown | jms dx 300 | unknown | b | fab | low | JEOL JMS DX-300, LC-FAB-B, LOW
unknown | jms dx 303 | unknown | b | unknown | unknown | JEOL JMS DX-303, LC-UNKNOWN-B, UNKNOWN
unknown | jms dx 300 | unknown | b | unknown | unknown | JEOL JMS DX-300, LC-UNKNOWN-B, UNKNOWN
unknown | jms dx 300 | unknown | b | unknown | unknown | JEOL JMS DX-300, LC-UNKNOWN-B, UNKNOWN
unknown | jms dx 300 | unknown | b | unknown | unknown | JEOL JMS DX-300, LC-UNKNOWN-B, UNKNOWN
jeol | jms dx 300 | unknown | unknown | fd | unknown | JEOL JMS DX-300, LC-FD-B, UNKNOWN
jeol | jms dx 300 | unknown | unknown | fab | unknown | JEOL JMS DX-300, LC-FAB-B, UNKNOWN
jeol | jms t100lp | unknown | unknown | unknown | high | JEOL JMS-T100LP, LC-UNKNOWN-TOF, HIGH
jeol | jms dx 303 | lc | unknown | unknown | unknown | JEOL JMS DX-303, LC-UNKNOWN-B, UNKNOWN
jeol | jms dx 300 | gc | unknown | unknown | unknown | JEOL JMS DX-300, GC-UNKNOWN-B, UNKNOWN
jeol | jms dx 300 | lc | unknown | unknown | unknown | JEOL JMS DX-300, LC-UNKNOWN-B, UNKNOWN
jeol | jms dx 300 | lc | unknown | unknown | unknown | JEOL JMS DX-300, LC-UNKNOWN-B, UNKNOWN
jeol | jms t100lp | unknown | tof | unknown | unknown | JEOL JMS-T100LP, LC-UNKNOWN-TOF, UNKNOWN
jeol | jms hx 110 | unknown | eb | unknown | unknown | JEOL JMS-HX 110, LC-UNKNOWN-EB, UNKNOWN
jeol | jms dx 303 | unknown | b | unknown | unknown | JEOL JMS DX-303, LC-UNKNOWN-B, UNKNOWN
jeol | jms dx 300 | unknown | b | unknown | low | JEOL JMS DX-300, LC-UNKNOWN-B, LOW
jeol | jms t100lp | unknown | unknown | esi | high | JEOL JMS-T100LP, LC-ESI-TOF, HIGH
jeol | jms hx 110 | unknown | unknown | fab | low | JEOL JMS-HX 110, LC-FAB-EB, LOW
jeol | jms dx 303 | unknown | unknown | fab | low | JEOL JMS DX-303, LC-FAB-B, LOW
jeol | jms dx 300 | unknown | unknown | ci | low | JEOL JMS DX-300, GC-CI-B, LOW
jeol | jms dx 300 | unknown | unknown | fd | low | JEOL JMS DX-300, LC-FD-B, LOW
jeol | jms t100lp | unknown | unknown | esi | unknown | JEOL JMS-T100LP, LC-ESI-TOF, UNKNOWN
jeol | jms hx 110 | unknown | unknown | fab | unknown | JEOL JMS-HX 110, LC-FAB-EB, UNKNOWN
jeol | jms dx 303 | unknown | unknown | fab | unknown | JEOL JMS DX-303, LC-FAB-B, UNKNOWN
jeol | jms dx 300 | unknown | unknown | ci | unknown | JEOL JMS DX-300, GC-CI-B, UNKNOWN
jeol | jms dx 303 | unknown | b | fab | unknown | JEOL JMS DX-303, LC-FAB-B, UNKNOWN
jeol | jms dx 300 | unknown | b | ci | unknown | JEOL JMS DX-300, GC-CI-B, UNKNOWN
jeol | jms dx 300 | unknown | b | fd | unknown | JEOL JMS DX-300, LC-FD-B, UNKNOWN
jeol | jms dx 300 | unknown | b | fab | unknown | JEOL JMS DX-300, LC-FAB-B, UNKNOWN
jeol | jms t100lp | unknown | tof | unknown | high | JEOL JMS-T100LP, LC-UNKNOWN-TOF, HIGH
jeol | jms hx 110 | unknown | eb | unknown | low | JEOL JMS-HX 110, LC-UNKNOWN-EB, LOW
jeol | jms dx 303 | unknown | b | unknown | low | JEOL JMS DX-303, LC-UNKNOWN-B, LOW
jeol | jms dx 300 | unknown | b | unknown | low | JEOL JMS DX-300, LC-UNKNOWN-B, LOW
jeol | jms hx 110 | unknown | unknown | unknown | low | JEOL JMS-HX 110, LC-UNKNOWN-EB, LOW
jeol | jms dx 303 | unknown | unknown | unknown | low | JEOL JMS DX-303, LC-UNKNOWN-B, LOW
jeol | jms dx 300 | unknown | unknown | unknown | low | JEOL JMS DX-300, LC-UNKNOWN-B, LOW
jeol | jms dx 300 | unknown | unknown | unknown | low | JEOL JMS DX-300, LC-UNKNOWN-B, LOW
jeol | jms dx 300 | unknown | unknown | unknown | low | JEOL JMS DX-300, LC-UNKNOWN-B, LOW
jeol | jms hx 110 | lc | eb | unknown | low | JEOL JMS-HX 110, LC-UNKNOWN-EB, LOW
jeol | jms dx 303 | lc | b | unknown | low | JEOL JMS DX-303, LC-UNKNOWN-B, LOW
jeol | jms dx 300 | gc | b | unknown | low | JEOL JMS DX-300, GC-UNKNOWN-B, LOW
jeol | jms dx 300 | lc | b | unknown | low | JEOL JMS DX-300, LC-UNKNOWN-B, LOW
jeol | jms dx 300 | lc | b | unknown | low | JEOL JMS DX-300, LC-UNKNOWN-B, LOW
jeol | jms t100lp | lc | tof | esi | unknown | JEOL JMS-T100LP, LC-ESI-TOF, UNKNOWN
jeol | jms hx 110 | lc | eb | fab | unknown | JEOL JMS-HX 110, LC-FAB-EB, UNKNOWN
jeol | jms dx 303 | lc | b | fab | unknown | JEOL JMS DX-303, LC-FAB-B, UNKNOWN
unknown | jms hx 110 | lc | unknown | unknown | unknown | JEOL JMS-HX 110, LC-UNKNOWN-EB, UNKNOWN
unknown | jms dx 303 | lc | unknown | unknown | unknown | JEOL JMS DX-303, LC-UNKNOWN-B, UNKNOWN
unknown | jms dx 300 | gc | unknown | unknown | unknown | JEOL JMS DX-300, GC-UNKNOWN-B, UNKNOWN
unknown | jms t100lp | lc | unknown | unknown | high | JEOL JMS-T100LP, LC-UNKNOWN-TOF, HIGH
jeol | jms dx 300 | unknown | b | unknown | low | JEOL JMS DX-300, LC-UNKNOWN-B, LOW
jeol | jms hx 110 | lc | unknown | unknown | low | JEOL JMS-HX 110, LC-UNKNOWN-EB, LOW
jeol | jms dx 303 | lc | unknown | unknown | low | JEOL JMS DX-303, LC-UNKNOWN-B, LOW
jeol | jms dx 300 | gc | unknown | unknown | low | JEOL JMS DX-300, GC-UNKNOWN-B, LOW
jeol | jms dx 300 | lc | unknown | unknown | low | JEOL JMS DX-300, LC-UNKNOWN-B, LOW
jeol | jms dx 300 | lc | unknown | unknown | low | JEOL JMS DX-300, LC-UNKNOWN-B, LOW
jeol | jms t100lp | unknown | tof | esi | unknown | JEOL JMS-T100LP, LC-ESI-TOF, UNKNOWN
jeol | jms hx 110 | unknown | eb | fab | unknown | JEOL JMS-HX 110, LC-FAB-EB, UNKNOWN
jeol | jms dx 300 | unknown | unknown | fab | low | JEOL JMS DX-300, LC-FAB-B, LOW
unknown | jms dx 300 | lc | unknown | unknown | unknown | JEOL JMS DX-300, LC-UNKNOWN-B, UNKNOWN
unknown | jms dx 300 | lc | unknown | unknown | unknown | JEOL JMS DX-300, LC-UNKNOWN-B, UNKNOWN
unknown | jms t100lp | unknown | tof | unknown | unknown | JEOL JMS-T100LP, LC-UNKNOWN-TOF, UNKNOWN
unknown | jms hx 110 | unknown | eb | unknown | unknown | JEOL JMS-HX 110, LC-UNKNOWN-EB, UNKNOWN
jeol | jms t100lp | lc | tof | unknown | high | JEOL JMS-T100LP, LC-UNKNOWN-TOF, HIGH
jeol | jms t100lp | lc | unknown | esi | high | JEOL JMS-T100LP, LC-ESI-TOF, HIGH
jeol | jms hx 110 | lc | unknown | fab | low | JEOL JMS-HX 110, LC-FAB-EB, LOW
jeol | jms dx 303 | lc | unknown | fab | low | JEOL JMS DX-303, LC-FAB-B, LOW
jeol | jms dx 300 | gc | unknown | ci | low | JEOL JMS DX-300, GC-CI-B, LOW
unknown | jms t100lp | lc | unknown | esi | unknown | JEOL JMS-T100LP, LC-ESI-TOF, UNKNOWN
jeol | jms t100lp | lc | unknown | esi | unknown | JEOL JMS-T100LP, LC-ESI-TOF, UNKNOWN
jeol | jms dx 303 | lc | b | unknown | unknown | JEOL JMS DX-303, LC-UNKNOWN-B, UNKNOWN
jeol | jms dx 300 | gc | b | unknown | unknown | JEOL JMS DX-300, GC-UNKNOWN-B, UNKNOWN
jeol | jms dx 300 | lc | b | unknown | unknown | JEOL JMS DX-300, LC-UNKNOWN-B, UNKNOWN
jeol | jms dx 300 | lc | b | unknown | unknown | JEOL JMS DX-300, LC-UNKNOWN-B, UNKNOWN
unknown | jms hx 110 | lc | unknown | fab | unknown | JEOL JMS-HX 110, LC-FAB-EB, UNKNOWN
unknown | jms dx 303 | lc | unknown | fab | unknown | JEOL JMS DX-303, LC-FAB-B, UNKNOWN
unknown | jms dx 300 | gc | unknown | ci | unknown | JEOL JMS DX-300, GC-CI-B, UNKNOWN
unknown | jms dx 300 | lc | unknown | fd | unknown | JEOL JMS DX-300, LC-FD-B, UNKNOWN
unknown | jms dx 300 | lc | unknown | fab | unknown | JEOL JMS DX-300, LC-FAB-B, UNKNOWN
jeol | jms t100lp | lc | unknown | unknown | high | JEOL JMS-T100LP, LC-UNKNOWN-TOF, HIGH
jeol | jms t100lp | lc | tof | unknown | unknown | JEOL JMS-T100LP, LC-UNKNOWN-TOF, UNKNOWN
jeol | jms hx 110 | lc | eb | unknown | unknown | JEOL JMS-HX 110, LC-UNKNOWN-EB, UNKNOWN
unknown | jms t100lp | lc | tof | unknown | unknown | JEOL JMS-T100LP, LC-UNKNOWN-TOF, UNKNOWN
unknown | jms hx 110 | lc | eb | unknown | unknown | JEOL JMS-HX 110, LC-UNKNOWN-EB, UNKNOWN
unknown | jms dx 303 | lc | b | unknown | unknown | JEOL JMS DX-303, LC-UNKNOWN-B, UNKNOWN
unknown | jms dx 300 | gc | b | unknown | unknown | JEOL JMS DX-300, GC-UNKNOWN-B, UNKNOWN
unknown | jms dx 300 | lc | b | unknown | unknown | JEOL JMS DX-300, LC-UNKNOWN-B, UNKNOWN
unknown | jms dx 300 | lc | b | unknown | unknown | JEOL JMS DX-300, LC-UNKNOWN-B, UNKNOWN
jeol | jms dx 300 | lc | unknown | fd | low | JEOL JMS DX-300, LC-FD-B, LOW
jeol | jms dx 300 | lc | unknown | fab | low | JEOL JMS DX-300, LC-FAB-B, LOW
jeol | jms t100lp | unknown | tof | esi | high | JEOL JMS-T100LP, LC-ESI-TOF, HIGH
jeol | jms hx 110 | unknown | unknown | unknown | unknown | JEOL JMS-HX 110, LC-UNKNOWN-EB, UNKNOWN
jeol | jms dx 303 | unknown | unknown | unknown | unknown | JEOL JMS DX-303, LC-UNKNOWN-B, UNKNOWN
jeol | jms dx 300 | unknown | unknown | unknown | unknown | JEOL JMS DX-300, LC-UNKNOWN-B, UNKNOWN
jeol | jms dx 300 | unknown | unknown | unknown | unknown | JEOL JMS DX-300, LC-UNKNOWN-B, UNKNOWN
jeol | jms dx 300 | unknown | unknown | unknown | unknown | JEOL JMS DX-300, LC-UNKNOWN-B, UNKNOWN
jeol | jms hx 110 | unknown | eb | fab | low | JEOL JMS-HX 110, LC-FAB-EB, LOW
jeol | jms dx 303 | unknown | b | fab | low | JEOL JMS DX-303, LC-FAB-B, LOW
jeol | jms dx 300 | unknown | b | ci | low | JEOL JMS DX-300, GC-CI-B, LOW
jeol | jms dx 300 | unknown | b | fd | low | JEOL JMS DX-300, LC-FD-B, LOW
unknown | jms dx 300 | unknown | unknown | unknown | unknown | JEOL JMS DX-300, LC-UNKNOWN-B, UNKNOWN
unknown | jms dx 300 | unknown | unknown | unknown | unknown | JEOL JMS DX-300, LC-UNKNOWN-B, UNKNOWN
unknown | jms t100lp | lc | tof | esi | high | JEOL JMS-T100LP, LC-ESI-TOF, HIGH
unknown | jms hx 110 | lc | eb | fab | low | JEOL JMS-HX 110, LC-FAB-EB, LOW
unknown | jms dx 303 | lc | b | fab | low | JEOL JMS DX-303, LC-FAB-B, LOW
unknown | jms dx 300 | gc | b | ci | low | JEOL JMS DX-300, GC-CI-B, LOW
unknown | jms dx 300 | lc | b | fd | low | JEOL JMS DX-300, LC-FD-B, LOW
jeol | jms t100lp | unknown | unknown | unknown | unknown | JEOL JMS-T100LP, LC-UNKNOWN-TOF, UNKNOWN
unknown | jms dx 303 | unknown | unknown | unknown | unknown | JEOL JMS DX-303, LC-UNKNOWN-B, UNKNOWN
unknown | jms dx 300 | unknown | unknown | unknown | unknown | JEOL JMS DX-300, LC-UNKNOWN-B, UNKNOWN
unknown | jms dx 300 | lc | b | fab | low | JEOL JMS DX-300, LC-FAB-B, LOW
unknown | jms d 300 | unknown | unknown | unknown | unknown | JEOL JMS D-300, GC-UNKNOWN-B, UNKNOWN
unknown | jms s3000 | lc | tof | maldi | high | JEOL JMS-S3000, LC-MALDI-TOF, HIGH
jeol | jms s3000 | unknown | unknown | unknown | unknown | JEOL JMS-S3000, LC-UNKNOWN-TOF, UNKNOWN
unknown | jms d 300 | gc | b | ci | low | JEOL JMS D-300, GC-CI-B, LOW
jeol | jms s3000 | lc | tof | maldi | high | JEOL JMS-S3000, LC-MALDI-TOF, HIGH
jeol | jms d 300 | gc | b | ci | low | JEOL JMS D-300, GC-CI-B, LOW
jeol | jms d 300 | gc | unknown | ci | unknown | JEOL JMS D-300, GC-CI-B, UNKNOWN
jeol | jms s3000 | lc | unknown | unknown | high | JEOL JMS-S3000, LC-UNKNOWN-TOF, HIGH
jeol | jms s3000 | lc | tof | unknown | unknown | JEOL JMS-S3000, LC-UNKNOWN-TOF, UNKNOWN
unknown | jms s3000 | lc | tof | unknown | unknown | JEOL JMS-S3000, LC-UNKNOWN-TOF, UNKNOWN
unknown | jms d 300 | gc | b | unknown | unknown | JEOL JMS D-300, GC-UNKNOWN-B, UNKNOWN
unknown | jms s3000 | lc | unknown | maldi | unknown | JEOL JMS-S3000, LC-MALDI-TOF, UNKNOWN
jeol | jms s3000 | lc | unknown | maldi | unknown | JEOL JMS-S3000, LC-MALDI-TOF, UNKNOWN
jeol | jms d 300 | gc | b | unknown | unknown | JEOL JMS D-300, GC-UNKNOWN-B, UNKNOWN
unknown | jms d 300 | gc | unknown | ci | unknown | JEOL JMS D-300, GC-CI-B, UNKNOWN
jeol | jms d 300 | gc | unknown | unknown | low | JEOL JMS D-300, GC-UNKNOWN-B, LOW
jeol | jms s3000 | unknown | tof | maldi | unknown | JEOL JMS-S3000, LC-MALDI-TOF, UNKNOWN
jeol | jms d 300 | unknown | unknown | unknown | low | JEOL JMS D-300, GC-UNKNOWN-B, LOW
jeol | jms d 300 | unknown | unknown | ci | low | JEOL JMS D-300, GC-CI-B, LOW
jeol | jms d 300 | unknown | b | ci | unknown | JEOL JMS D-300, GC-CI-B, UNKNOWN
jeol | jms s3000 | unknown | tof | unknown | high | JEOL JMS-S3000, LC-UNKNOWN-TOF, HIGH
jeol | jms d 300 | unknown | b | unknown | low | JEOL JMS D-300, GC-UNKNOWN-B, LOW
jeol | jms s3000 | unknown | unknown | maldi | high | JEOL JMS-S3000, LC-MALDI-TOF, HIGH
jeol | jms s3000 | unknown | unknown | maldi | unknown | JEOL JMS-S3000, LC-MALDI-TOF, UNKNOWN
jeol | jms d 300 | unknown | unknown | ci | unknown | JEOL JMS D-300, GC-CI-B, UNKNOWN
jeol | jms s3000 | unknown | unknown | unknown | high | JEOL JMS-S3000, LC-UNKNOWN-TOF, HIGH
jeol | jms d 300 | gc | unknown | unknown | unknown | JEOL JMS D-300, GC-UNKNOWN-B, UNKNOWN
jeol | jms s3000 | unknown | tof | unknown | unknown | JEOL JMS-S3000, LC-UNKNOWN-TOF, UNKNOWN
jeol | jms d 300 | unknown | b | unknown | unknown | JEOL JMS D-300, GC-UNKNOWN-B, UNKNOWN
unknown | jms s3000 | lc | unknown | unknown | high | JEOL JMS-S3000, LC-UNKNOWN-TOF, HIGH
unknown | jms d 300 | gc | unknown | unknown | low | JEOL JMS D-300, GC-UNKNOWN-B, LOW
unknown | jms s3000 | unknown | tof | maldi | unknown | JEOL JMS-S3000, LC-MALDI-TOF, UNKNOWN
unknown | jms s3000 | unknown | unknown | unknown | high | JEOL JMS-S3000, LC-UNKNOWN-TOF, HIGH
unknown | jms d 300 | unknown | unknown | unknown | low | JEOL JMS D-300, GC-UNKNOWN-B, LOW
jeol | jms s3000 | lc | unknown | unknown | unknown | JEOL JMS-S3000, LC-UNKNOWN-TOF, UNKNOWN
unknown | jms d 300 | gc | b | unknown | low | JEOL JMS D-300, GC-UNKNOWN-B, LOW
unknown | jms s3000 | lc | tof | maldi | unknown | JEOL JMS-S3000, LC-MALDI-TOF, UNKNOWN
unknown | jms d 300 | gc | b | ci | unknown | JEOL JMS D-300, GC-CI-B, UNKNOWN
unknown | jms d 300 | unknown | unknown | ci | unknown | JEOL JMS D-300, GC-CI-B, UNKNOWN
unknown | jms d 300 | gc | unknown | ci | low | JEOL JMS D-300, GC-CI-B, LOW
unknown | jms s3000 | unknown | tof | maldi | high | JEOL JMS-S3000, LC-MALDI-TOF, HIGH
unknown | jms s3000 | lc | tof | unknown | high | JEOL JMS-S3000, LC-UNKNOWN-TOF, HIGH
unknown | jms s3000 | unknown | unknown | maldi | unknown | JEOL JMS-S3000, LC-MALDI-TOF, UNKNOWN
unknown | jms s3000 | lc | unknown | maldi | high | JEOL JMS-S3000, LC-MALDI-TOF, HIGH
unknown | jms d 300 | unknown | b | ci | unknown | JEOL JMS D-300, GC-CI-B, UNKNOWN
unknown | jms s3000 | unknown | tof | unknown | high | JEOL JMS-S3000, LC-UNKNOWN-TOF, HIGH
unknown | jms d 300 | unknown | b | unknown | low | JEOL JMS D-300, GC-UNKNOWN-B, LOW
unknown | jms d 300 | unknown | b | ci | low | JEOL JMS D-300, GC-CI-B, LOW
unknown | jms d 300 | unknown | b | unknown | unknown | JEOL JMS D-300, GC-UNKNOWN-B, UNKNOWN
jeol | jms s3000 | lc | tof | unknown | high | JEOL JMS-S3000, LC-UNKNOWN-TOF, HIGH
jeol | jms d 300 | gc | b | unknown | low | JEOL JMS D-300, GC-UNKNOWN-B, LOW
jeol | jms s3000 | lc | tof | maldi | unknown | JEOL JMS-S3000, LC-MALDI-TOF, UNKNOWN
unknown | jms d 300 | gc | unknown | unknown | unknown | JEOL JMS D-300, GC-UNKNOWN-B, UNKNOWN
unknown | jms s3000 | unknown | tof | unknown | unknown | JEOL JMS-S3000, LC-UNKNOWN-TOF, UNKNOWN
jeol | jms d 300 | gc | b | ci | unknown | JEOL JMS D-300, GC-CI-B, UNKNOWN
unknown | jms s3000 | lc | unknown | unknown | unknown | JEOL JMS-S3000, LC-UNKNOWN-TOF, UNKNOWN
jeol | jms s3000 | lc | unknown | maldi | high | JEOL JMS-S3000, LC-MALDI-TOF, HIGH
jeol | jms d 300 | gc | unknown | ci | low | JEOL JMS D-300, GC-CI-B, LOW
jeol | jms s3000 | unknown | tof | maldi | high | JEOL JMS-S3000, LC-MALDI-TOF, HIGH
jeol | jms d 300 | unknown | unknown | unknown | unknown | JEOL JMS D-300, GC-UNKNOWN-B, UNKNOWN
jeol | jms d 300 | unknown | b | ci | low | JEOL JMS D-300, GC-CI-B, LOW
unknown | jms s3000 | unknown | unknown | maldi | high | JEOL JMS-S3000, LC-MALDI-TOF, HIGH
unknown | jms d 300 | unknown | unknown | ci | low | JEOL JMS D-300, GC-CI-B, LOW
unknown | jms s3000 | unknown | unknown | unknown | unknown | JEOL JMS-S3000, LC-UNKNOWN-TOF, UNKNOWN
jeol | jms 700v | unknown | unknown | ei | low | JEOL JMS-700V, GC-EI-EB, LOW
unknown | jms 700v | gc | unknown | ei | unknown | JEOL JMS-700V, GC-EI-EB, UNKNOWN
jeol | jms 700v | gc | unknown | unknown | unknown | JEOL JMS-700V, GC-UNKNOWN-EB, UNKNOWN
jeol | jms 700v | gc | unknown | unknown | low | JEOL JMS-700V, GC-UNKNOWN-EB, LOW
jeol | jms 700v | unknown | eb | unknown | low | JEOL JMS-700V, GC-UNKNOWN-EB, LOW
jeol | jms 700v | unknown | unknown | ei | unknown | JEOL JMS-700V, GC-EI-EB, UNKNOWN
jeol | jms 700v | gc | eb | unknown | unknown | JEOL JMS-700V, GC-UNKNOWN-EB, UNKNOWN
jeol | jms 700v | unknown | eb | unknown | unknown | JEOL JMS-700V, GC-UNKNOWN-EB, UNKNOWN
jeol | jms 700v | gc | unknown | ei | unknown | JEOL JMS-700V, GC-EI-EB, UNKNOWN
jeol | jms 700v | unknown | eb | ei | unknown | JEOL JMS-700V, GC-EI-EB, UNKNOWN
jeol | jms 700v | unknown | unknown | unknown | low | JEOL JMS-700V, GC-UNKNOWN-EB, LOW
unknown | jms 700v | unknown | eb | ei | unknown | JEOL JMS-700V, GC-EI-EB, UNKNOWN
unknown | jms 700v | gc | unknown | unknown | low | JEOL JMS-700V, GC-UNKNOWN-EB, LOW
unknown | jms 700v | gc | eb | unknown | unknown | JEOL JMS-700V, GC-UNKNOWN-EB, UNKNOWN
unknown | jms 700v | gc | eb | unknown | low | JEOL JMS-700V, GC-UNKNOWN-EB, LOW
unknown | jms 700v | gc | unknown | ei | low | JEOL JMS-700V, GC-EI-EB, LOW
unknown | jms 700v | gc | eb | ei | unknown | JEOL JMS-700V, GC-EI-EB, UNKNOWN
unknown | jms 700v | unknown | unknown | unknown | low | JEOL JMS-700V, GC-UNKNOWN-EB, LOW
jeol | jms 700v | gc | eb | ei | unknown | JEOL JMS-700V, GC-EI-EB, UNKNOWN
unknown | jms 700v | unknown | unknown | ei | unknown | JEOL JMS-700V, GC-EI-EB, UNKNOWN
unknown | jms 700v | unknown | eb | ei | low | JEOL JMS-700V, GC-EI-EB, LOW
unknown | jms 700v | gc | unknown | unknown | unknown | JEOL JMS-700V, GC-UNKNOWN-EB, UNKNOWN
jeol | jms 700v | unknown | eb | ei | low | JEOL JMS-700V, GC-EI-EB, LOW
unknown | jms 700v | unknown | eb | unknown | unknown | JEOL JMS-700V, GC-UNKNOWN-EB, UNKNOWN
jeol | jms 700v | gc | eb | unknown | low | JEOL JMS-700V, GC-UNKNOWN-EB, LOW
jeol | jms 700v | gc | unknown | ei | low | JEOL JMS-700V, GC-EI-EB, LOW
jeol | jms 700v | unknown | unknown | unknown | unknown | JEOL JMS-700V, GC-UNKNOWN-EB, UNKNOWN
jeol | jms 700v | gc | eb | ei | low | JEOL JMS-700V, GC-EI-EB, LOW
unknown | jms 700v | unknown | eb | unknown | low | JEOL JMS-700V, GC-UNKNOWN-EB, LOW
unknown | jms 700v | unknown | unknown | ei | low | JEOL JMS-700V, GC-EI-EB, LOW
unknown | jms 700v | unknown | unknown | unknown | unknown | JEOL JMS-700V, GC-UNKNOWN-EB, UNKNOWN
unknown | jms 700v | gc | eb | ei | low | JEOL JMS-700V, GC-EI-EB, LOW
unknown | unknown | lc | unknown | unknown | unknown | UNKNOWN, LC-UNKNOWN-UNKNOWN, UNKNOWN
unknown | unknown | lc | unknown | unknown | unknown | UNKNOWN, LC-UNKNOWN-UNKNOWN, UNKNOWN
unknown | unknown | gc | unknown | unknown | unknown | UNKNOWN, GC-UNKNOWN-UNKNOWN, UNKNOWN
unknown | jms 700 | unknown | unknown | unknown | unknown | JEOL JMS-700, LC-UNKNOWN-EB, UNKNOWN
unknown | unknown | lc | unknown | fab | low | UNKNOWN, LC-FAB-UNKNOWN, LOW
unknown | unknown | lc | unknown | fab | low | UNKNOWN, LC-FAB-UNKNOWN, LOW
unknown | jms 700 | lc | unknown | unknown | low | JEOL JMS-700, LC-UNKNOWN-EB, LOW
unknown | jms 700 | unknown | eb | fab | unknown | JEOL JMS-700, LC-FAB-EB, UNKNOWN
unknown | unknown | lc | tof | maldi | unknown | UNKNOWN, LC-MALDI-TOF, UNKNOWN
unknown | unknown | gc | ebeb | ei | unknown | UNKNOWN, GC-EI-EBEB, UNKNOWN
unknown | unknown | lc | ebeb | fab | unknown | UNKNOWN, LC-FAB-EBEB, UNKNOWN
unknown | unknown | lc | eb | fab | unknown | UNKNOWN, LC-FAB-EB, UNKNOWN
unknown | unknown | lc | eb | fab | unknown | UNKNOWN, LC-FAB-EB, UNKNOWN
unknown | unknown | lc | b | fab | unknown | UNKNOWN, LC-FAB-B, UNKNOWN
unknown | unknown | gc | b | ci | unknown | UNKNOWN, GC-CI-B, UNKNOWN
unknown | unknown | lc | b | fd | unknown | UNKNOWN, LC-FD-B, UNKNOWN
unknown | unknown | lc | b | fab | unknown | UNKNOWN, LC-FAB-B, UNKNOWN
unknown | unknown | gc | b | ci | unknown | UNKNOWN, GC-CI-B, UNKNOWN
unknown | unknown | gc | b | ci | unknown | UNKNOWN, GC-CI-B, UNKNOWN
unknown | jms 700 | lc | unknown | fab | unknown | JEOL JMS-700, LC-FAB-EB, UNKNOWN
unknown | unknown | lc | eb | unknown | low | UNKNOWN, LC-UNKNOWN-EB, LOW
unknown | unknown | lc | eb | unknown | low | UNKNOWN, LC-UNKNOWN-EB, LOW
unknown | unknown | lc | b | unknown | low | UNKNOWN, LC-UNKNOWN-B, LOW
unknown | unknown | gc | b | unknown | low | UNKNOWN, GC-UNKNOWN-B, LOW
unknown | unknown | lc | b | unknown | low | UNKNOWN, LC-UNKNOWN-B, LOW
unknown | unknown | lc | b | unknown | low | UNKNOWN, LC-UNKNOWN-B, LOW
unknown | unknown | gc | b | unknown | low | UNKNOWN, GC-UNKNOWN-B, LOW
unknown | unknown | gc | b | unknown | low | UNKNOWN, GC-UNKNOWN-B, LOW
unknown | unknown | gc | unknown | ei | low | UNKNOWN, GC-EI-UNKNOWN, LOW
unknown | unknown | lc | unknown | esi | high | UNKNOWN, LC-ESI-UNKNOWN, HIGH
unknown | unknown | lc | unknown | maldi | high | UNKNOWN, LC-MALDI-UNKNOWN, HIGH
unknown | unknown | gc | unknown | ei | low | UNKNOWN, GC-EI-UNKNOWN, LOW
unknown | unknown | lc | unknown | fab | low | UNKNOWN, LC-FAB-UNKNOWN, LOW
unknown | unknown | lc | unknown | fab | low | UNKNOWN, LC-FAB-UNKNOWN, LOW
unknown | unknown | gc | unknown | ci | low | UNKNOWN, GC-CI-UNKNOWN, LOW
unknown | unknown | lc | unknown | fd | low | UNKNOWN, LC-FD-UNKNOWN, LOW
unknown | unknown | lc | unknown | fab | low | UNKNOWN, LC-FAB-UNKNOWN, LOW
unknown | unknown | gc | unknown | ci | low | UNKNOWN, GC-CI-UNKNOWN, LOW
unknown | unknown | gc | unknown | ci | low | UNKNOWN, GC-CI-UNKNOWN, LOW
unknown | unknown | unknown | eb | ei | low | UNKNOWN, GC-EI-EB, LOW
unknown | unknown | unknown | tof | esi | high | UNKNOWN, LC-ESI-TOF, HIGH
unknown | unknown | unknown | tof | maldi | high | UNKNOWN, LC-MALDI-TOF, HIGH
unknown | unknown | unknown | ebeb | ei | low | UNKNOWN, GC-EI-EBEB, LOW
unknown | unknown | unknown | ebeb | fab | low | UNKNOWN, LC-FAB-EBEB, LOW
unknown | unknown | unknown | eb | fab | low | UNKNOWN, LC-FAB-EB, LOW
unknown | unknown | unknown | eb | fab | low | UNKNOWN, LC-FAB-EB, LOW
unknown | unknown | unknown | b | fab | low | UNKNOWN, LC-FAB-B, LOW
unknown | unknown | unknown | b | ci | low | UNKNOWN, GC-CI-B, LOW
unknown | unknown | unknown | b | fd | low | UNKNOWN, LC-FD-B, LOW
unknown | unknown | unknown | b | fab | low | UNKNOWN, LC-FAB-B, LOW
jeol | unknown | unknown | unknown | fab | low | JEOL instrument, LC-FAB-UNKNOWN, LOW
jeol | unknown | unknown | unknown | ci | low | JEOL instrument, GC-CI-UNKNOWN, LOW
jeol | unknown | unknown | unknown | fd | low | JEOL instrument, LC-FD-UNKNOWN, LOW
jeol | unknown | unknown | unknown | fab | low | JEOL instrument, LC-FAB-UNKNOWN, LOW
jeol | unknown | unknown | unknown | ci | low | JEOL instrument, GC-CI-UNKNOWN, LOW
jeol | unknown | unknown | unknown | ci | low | JEOL instrument, GC-CI-UNKNOWN, LOW
unknown | jms 700 | lc | eb | unknown | unknown | JEOL JMS-700, LC-UNKNOWN-EB, UNKNOWN
jeol | jms 700 | lc | unknown | fab | unknown | JEOL JMS-700, LC-FAB-EB, UNKNOWN
unknown | unknown | unknown | b | ci | low | UNKNOWN, GC-CI-B, LOW
unknown | unknown | unknown | b | ci | low | UNKNOWN, GC-CI-B, LOW
jeol | jms 700 | lc | eb | unknown | unknown | JEOL JMS-700, LC-UNKNOWN-EB, UNKNOWN
jeol | unknown | unknown | ebeb | unknown | low | JEOL instrument, UNKNOWN-UNKNOWN-EBEB, LOW
jeol | unknown | unknown | eb | unknown | low | JEOL instrument, UNKNOWN-UNKNOWN-EB, LOW
jeol | unknown | unknown | eb | unknown | low | JEOL instrument, UNKNOWN-UNKNOWN-EB, LOW
jeol | unknown | unknown | b | unknown | low | JEOL instrument, UNKNOWN-UNKNOWN-B, LOW
jeol | unknown | unknown | b | unknown | low | JEOL instrument, UNKNOWN-UNKNOWN-B, LOW
jeol | unknown | unknown | b | unknown | low | JEOL instrument, UNKNOWN-UNKNOWN-B, LOW
jeol | unknown | unknown | b | unknown | low | JEOL instrument, UNKNOWN-UNKNOWN-B, LOW
jeol | unknown | unknown | b | unknown | low | JEOL instrument, UNKNOWN-UNKNOWN-B, LOW
jeol | unknown | unknown | b | unknown | low | JEOL instrument, UNKNOWN-UNKNOWN-B, LOW
jeol | unknown | unknown | unknown | ei | low | JEOL instrument, GC-EI-UNKNOWN, LOW
jeol | unknown | unknown | unknown | esi | high | JEOL instrument, LC-ESI-UNKNOWN, HIGH
jeol | unknown | unknown | unknown | maldi | high | JEOL instrument, LC-MALDI-UNKNOWN, HIGH
jeol | unknown | unknown | unknown | ei | low | JEOL instrument, GC-EI-UNKNOWN, LOW
jeol | unknown | unknown | unknown | fab | low | JEOL instrument, LC-FAB-UNKNOWN, LOW
jeol | unknown | unknown | unknown | fab | low | JEOL instrument, LC-FAB-UNKNOWN, LOW
jeol | unknown | unknown | unknown | fab | low | JEOL instrument, LC-FAB-UNKNOWN, LOW
jeol | unknown | unknown | tof | esi | unknown | JEOL instrument, LC-ESI-TOF, UNKNOWN
jeol | unknown | unknown | tof | maldi | unknown | JEOL instrument, LC-MALDI-TOF, UNKNOWN
jeol | unknown | unknown | ebeb | ei | unknown | JEOL instrument, GC-EI-EBEB, UNKNOWN
jeol | unknown | unknown | ebeb | fab | unknown | JEOL instrument, LC-FAB-EBEB, UNKNOWN
jeol | unknown | unknown | eb | fab | unknown | JEOL instrument, LC-FAB-EB, UNKNOWN
jeol | unknown | unknown | eb | fab | unknown | JEOL instrument, LC-FAB-EB, UNKNOWN
jeol | unknown | unknown | b | fab | unknown | JEOL instrument, LC-FAB-B, UNKNOWN
jeol | unknown | unknown | b | ci | unknown | JEOL instrument, GC-CI-B, UNKNOWN
jeol | unknown | unknown | b | fd | unknown | JEOL instrument, LC-FD-B, UNKNOWN
jeol | unknown | unknown | b | fab | unknown | JEOL instrument, LC-FAB-B, UNKNOWN
jeol | unknown | unknown | b | ci | unknown | JEOL instrument, GC-CI-B, UNKNOWN
jeol | unknown | unknown | b | ci | unknown | JEOL instrument, GC-CI-B, UNKNOWN
jeol | unknown | unknown | eb | unknown | low | JEOL instrument, UNKNOWN-UNKNOWN-EB, LOW
jeol | unknown | unknown | tof | unknown | high | JEOL instrument, UNKNOWN-UNKNOWN-TOF, HIGH
jeol | unknown | unknown | tof | unknown | high | JEOL instrument, UNKNOWN-UNKNOWN-TOF, HIGH
jeol | unknown | unknown | ebeb | unknown | low | JEOL instrument, UNKNOWN-UNKNOWN-EBEB, LOW
jeol | unknown | gc | unknown | ci | unknown | JEOL instrument, GC-CI-UNKNOWN, UNKNOWN
jeol | unknown | gc | unknown | ci | unknown | JEOL instrument, GC-CI-UNKNOWN, UNKNOWN
jeol | unknown | gc | unknown | unknown | low | JEOL instrument, GC-UNKNOWN-UNKNOWN, LOW
jeol | unknown | lc | unknown | unknown | high | JEOL instrument, LC-UNKNOWN-UNKNOWN, HIGH
jeol | unknown | lc | unknown | unknown | high | JEOL instrument, LC-UNKNOWN-UNKNOWN, HIGH
jeol | unknown | gc | unknown | unknown | low | JEOL instrument, GC-UNKNOWN-UNKNOWN, LOW
jeol | unknown | lc | unknown | unknown | low | JEOL instrument, LC-UNKNOWN-UNKNOWN, LOW
jeol | unknown | lc | unknown | unknown | low | JEOL instrument, LC-UNKNOWN-UNKNOWN, LOW
jeol | unknown | lc | unknown | unknown | low | JEOL instrument, LC-UNKNOWN-UNKNOWN, LOW
jeol | unknown | lc | unknown | unknown | low | JEOL instrument, LC-UNKNOWN-UNKNOWN, LOW
jeol | unknown | gc | unknown | unknown | low | JEOL instrument, GC-UNKNOWN-UNKNOWN, LOW
jeol | unknown | lc | unknown | unknown | low | JEOL instrument, LC-UNKNOWN-UNKNOWN, LOW
jeol | unknown | lc | unknown | unknown | low | JEOL instrument, LC-UNKNOWN-UNKNOWN, LOW
jeol | unknown | gc | unknown | unknown | low | JEOL instrument, GC-UNKNOWN-UNKNOWN, LOW
jeol | unknown | gc | unknown | unknown | low | JEOL instrument, GC-UNKNOWN-UNKNOWN, LOW
jeol | unknown | unknown | eb | ei | unknown | JEOL instrument, GC-EI-EB, UNKNOWN
jeol | unknown | gc | b | unknown | unknown | JEOL instrument, GC-UNKNOWN-B, UNKNOWN
jeol | unknown | lc | b | unknown | unknown | JEOL instrument, LC-UNKNOWN-B, UNKNOWN
jeol | unknown | lc | b | unknown | unknown | JEOL instrument, LC-UNKNOWN-B, UNKNOWN
jeol | unknown | gc | b | unknown | unknown | JEOL instrument, GC-UNKNOWN-B, UNKNOWN
jeol | unknown | gc | b | unknown | unknown | JEOL instrument, GC-UNKNOWN-B, UNKNOWN
jeol | unknown | gc | unknown | ei | unknown | JEOL instrument, GC-EI-UNKNOWN, UNKNOWN
jeol | unknown | lc | unknown | esi | unknown | JEOL instrument, LC-ESI-UNKNOWN, UNKNOWN
jeol | unknown | lc | unknown | maldi | unknown | JEOL instrument, LC-MALDI-UNKNOWN, UNKNOWN
jeol | unknown | gc | unknown | ei | unknown | JEOL instrument, GC-EI-UNKNOWN, UNKNOWN
jeol | unknown | lc | unknown | fab | unknown | JEOL instrument, LC-FAB-UNKNOWN, UNKNOWN
jeol | unknown | lc | unknown | fab | unknown | JEOL instrument, LC-FAB-UNKNOWN, UNKNOWN
jeol | unknown | lc | unknown | fab | unknown | JEOL instrument, LC-FAB-UNKNOWN, UNKNOWN
jeol | unknown | lc | unknown | fab | unknown | JEOL instrument, LC-FAB-UNKNOWN, UNKNOWN
jeol | unknown | gc | unknown | ci | unknown | JEOL instrument, GC-CI-UNKNOWN, UNKNOWN
jeol | unknown | lc | unknown | fd | unknown | JEOL instrument, LC-FD-UNKNOWN, UNKNOWN
jeol | unknown | lc | unknown | fab | unknown | JEOL instrument, LC-FAB-UNKNOWN, UNKNOWN
jeol | jms 700 | unknown | unknown | unknown | low | JEOL JMS-700, LC-UNKNOWN-EB, LOW
jeol | jms 700 | unknown | unknown | fab | low | JEOL JMS-700, LC-FAB-EB, LOW
jeol | jms 700 | unknown | eb | unknown | low | JEOL JMS-700, LC-UNKNOWN-EB, LOW
jeol | jms 700 | lc | unknown | unknown | low | JEOL JMS-700, LC-UNKNOWN-EB, LOW
jeol | jms 700 | unknown | eb | fab | unknown | JEOL JMS-700, LC-FAB-EB, UNKNOWN
jeol | unknown | gc | eb | unknown | unknown | JEOL instrument, GC-UNKNOWN-EB, UNKNOWN
jeol | unknown | lc | tof | unknown | unknown | JEOL instrument, LC-UNKNOWN-TOF, UNKNOWN
jeol | unknown | lc | tof | unknown | unknown | JEOL instrument, LC-UNKNOWN-TOF, UNKNOWN
jeol | unknown | gc | ebeb | unknown | unknown | JEOL instrument, GC-UNKNOWN-EBEB, UNKNOWN
jeol | unknown | lc | ebeb | unknown | unknown | JEOL instrument, LC-UNKNOWN-EBEB, UNKNOWN
jeol | unknown | lc | eb | unknown | unknown | JEOL instrument, LC-UNKNOWN-EB, UNKNOWN
jeol | unknown | lc | eb | unknown | unknown | JEOL instrument, LC-UNKNOWN-EB, UNKNOWN
jeol | unknown | lc | b | unknown | unknown | JEOL instrument, LC-UNKNOWN-B, UNKNOWN
jeol | unknown | lc | tof | esi | unknown | JEOL instrument, LC-ESI-TOF, UNKNOWN
jeol | unknown | lc | tof | maldi | unknown | JEOL instrument, LC-MALDI-TOF, UNKNOWN
jeol | unknown | gc | ebeb | ei | unknown | JEOL instrument, GC-EI-EBEB, UNKNOWN
jeol | unknown | lc | ebeb | fab | unknown | JEOL instrument, LC-FAB-EBEB, UNKNOWN
jeol | unknown | lc | eb | fab | unknown | JEOL instrument, LC-FAB-EB, UNKNOWN
jeol | unknown | lc | eb | fab | unknown | JEOL instrument, LC-FAB-EB, UNKNOWN
jeol | unknown | lc | b | fab | unknown | JEOL instrument, LC-FAB-B, UNKNOWN
jeol | unknown | gc | b | ci | unknown | JEOL instrument, GC-CI-B, UNKNOWN
jeol | unknown | lc | b | fd | unknown | JEOL instrument, LC-FD-B, UNKNOWN
jeol | unknown | lc | b | fab | unknown | JEOL instrument, LC-FAB-B, UNKNOWN
jeol | unknown | gc | b | ci | unknown | JEOL instrument, GC-CI-B, UNKNOWN
jeol | unknown | gc | b | ci | unknown | JEOL instrument, GC-CI-B, UNKNOWN
jeol | unknown | gc | eb | unknown | low | JEOL instrument, GC-UNKNOWN-EB, LOW
jeol | unknown | lc | tof | unknown | high | JEOL instrument, LC-UNKNOWN-TOF, HIGH
jeol | unknown | lc | tof | unknown | high | JEOL instrument, LC-UNKNOWN-TOF, HIGH
jeol | unknown | lc | b | unknown | low | JEOL instrument, LC-UNKNOWN-B, LOW
jeol | unknown | gc | b | unknown | low | JEOL instrument, GC-UNKNOWN-B, LOW
jeol | unknown | lc | b | unknown | low | JEOL instrument, LC-UNKNOWN-B, LOW
jeol | unknown | lc | b | unknown | low | JEOL instrument, LC-UNKNOWN-B, LOW
jeol | unknown | gc | b | unknown | low | JEOL instrument, GC-UNKNOWN-B, LOW
jeol | unknown | gc | b | unknown | low | JEOL instrument, GC-UNKNOWN-B, LOW
jeol | unknown | gc | unknown | ei | low | JEOL instrument, GC-EI-UNKNOWN, LOW
jeol | unknown | lc | unknown | esi | high | JEOL instrument, LC-ESI-UNKNOWN, HIGH
jeol | unknown | lc | unknown | maldi | high | JEOL instrument, LC-MALDI-UNKNOWN, HIGH
jeol | unknown | gc | unknown | ei | low | JEOL instrument, GC-EI-UNKNOWN, LOW
jeol | unknown | lc | unknown | fab | low | JEOL instrument, LC-FAB-UNKNOWN, LOW
jeol | unknown | lc | unknown | fab | low | JEOL instrument, LC-FAB-UNKNOWN, LOW
jeol | jms 700 | unknown | eb | unknown | unknown | JEOL JMS-700, LC-UNKNOWN-EB, UNKNOWN
jeol | jms 700 | unknown | unknown | fab | unknown | JEOL JMS-700, LC-FAB-EB, UNKNOWN
jeol | unknown | gc | eb | ei | unknown | JEOL instrument, GC-EI-EB, UNKNOWN
unknown | unknown | unknown | unknown | fab | low | UNKNOWN, LC-FAB-UNKNOWN, LOW
unknown | unknown | unknown | unknown | fab | low | UNKNOWN, LC-FAB-UNKNOWN, LOW
unknown | unknown | unknown | unknown | fab | low | UNKNOWN, LC-FAB-UNKNOWN, LOW
unknown | unknown | unknown | unknown | fab | low | UNKNOWN, LC-FAB-UNKNOWN, LOW
unknown | unknown | unknown | unknown | ci | low | UNKNOWN, GC-CI-UNKNOWN, LOW
unknown | unknown | unknown | unknown | fd | low | UNKNOWN, LC-FD-UNKNOWN, LOW
unknown | unknown | unknown | unknown | fab | low | UNKNOWN, LC-FAB-UNKNOWN, LOW
unknown | unknown | unknown | unknown | ci | low | UNKNOWN, GC-CI-UNKNOWN, LOW
unknown | unknown | unknown | unknown | ci | low | UNKNOWN, GC-CI-UNKNOWN, LOW
jeol | jms 700 | lc | unknown | unknown | unknown | JEOL JMS-700, LC-UNKNOWN-EB, UNKNOWN
jeol | unknown | gc | ebeb | unknown | low | JEOL instrument, GC-UNKNOWN-EBEB, LOW
jeol | unknown | lc | ebeb | unknown | low | JEOL instrument, LC-UNKNOWN-EBEB, LOW
jeol | unknown | lc | eb | unknown | low | JEOL instrument, LC-UNKNOWN-EB, LOW
jeol | unknown | lc | eb | unknown | low | JEOL instrument, LC-UNKNOWN-EB, LOW
unknown | unknown | unknown | tof | unknown | high | UNKNOWN, UNKNOWN-UNKNOWN-TOF, HIGH
unknown | unknown | unknown | tof | unknown | high | UNKNOWN, UNKNOWN-UNKNOWN-TOF, HIGH
unknown | unknown | unknown | ebeb | unknown | low | UNKNOWN, UNKNOWN-UNKNOWN-EBEB, LOW
unknown | unknown | unknown | ebeb | unknown | low | UNKNOWN, UNKNOWN-UNKNOWN-EBEB, LOW
unknown | unknown | unknown | eb | unknown | low | UNKNOWN, UNKNOWN-UNKNOWN-EB, LOW
unknown | unknown | unknown | eb | unknown | low | UNKNOWN, UNKNOWN-UNKNOWN-EB, LOW
unknown | unknown | unknown | b | unknown | low | UNKNOWN, UNKNOWN-UNKNOWN-B, LOW
unknown | unknown | unknown | b | unknown | low | UNKNOWN, UNKNOWN-UNKNOWN-B, LOW
unknown | unknown | unknown | b | unknown | low | UNKNOWN, UNKNOWN-UNKNOWN-B, LOW
unknown | unknown | unknown | b | unknown | low | UNKNOWN, UNKNOWN-UNKNOWN-B, LOW
unknown | unknown | unknown | b | unknown | low | UNKNOWN, UNKNOWN-UNKNOWN-B, LOW
unknown | unknown | unknown | b | unknown | low | UNKNOWN, UNKNOWN-UNKNOWN-B, LOW
unknown | unknown | unknown | unknown | ei | low | UNKNOWN, GC-EI-UNKNOWN, LOW
unknown | unknown | unknown | unknown | esi | high | UNKNOWN, LC-ESI-UNKNOWN, HIGH
unknown | unknown | unknown | unknown | maldi | high | UNKNOWN, LC-MALDI-UNKNOWN, HIGH
unknown | unknown | unknown | unknown | ei | low | UNKNOWN, GC-EI-UNKNOWN, LOW
unknown | unknown | gc | unknown | unknown | low | UNKNOWN, GC-UNKNOWN-UNKNOWN, LOW
unknown | unknown | gc | unknown | unknown | low | UNKNOWN, GC-UNKNOWN-UNKNOWN, LOW
unknown | unknown | unknown | eb | ei | unknown | UNKNOWN, GC-EI-EB, UNKNOWN
unknown | unknown | unknown | tof | esi | unknown | UNKNOWN, LC-ESI-TOF, UNKNOWN
unknown | unknown | unknown | tof | maldi | unknown | UNKNOWN, LC-MALDI-TOF, UNKNOWN
unknown | unknown | unknown | ebeb | ei | unknown | UNKNOWN, GC-EI-EBEB, UNKNOWN
unknown | unknown | unknown | ebeb | fab | unknown | UNKNOWN, LC-FAB-EBEB, UNKNOWN
unknown | unknown | unknown | eb | fab | unknown | UNKNOWN, LC-FAB-EB, UNKNOWN
unknown | unknown | unknown | eb | fab | unknown | UNKNOWN, LC-FAB-EB, UNKNOWN
unknown | unknown | unknown | b | fab | unknown | UNKNOWN, LC-FAB-B, UNKNOWN
unknown | unknown | unknown | b | ci | unknown | UNKNOWN, GC-CI-B, UNKNOWN
unknown | unknown | unknown | b | fd | unknown | UNKNOWN, LC-FD-B, UNKNOWN
unknown | unknown | unknown | b | fab | unknown | UNKNOWN, LC-FAB-B, UNKNOWN
unknown | unknown | unknown | b | ci | unknown | UNKNOWN, GC-CI-B, UNKNOWN
unknown | unknown | unknown | b | ci | unknown | UNKNOWN, GC-CI-B, UNKNOWN
unknown | unknown | unknown | eb | unknown | low | UNKNOWN, UNKNOWN-UNKNOWN-EB, LOW
unknown | unknown | gc | unknown | ci | unknown | UNKNOWN, GC-CI-UNKNOWN, UNKNOWN
unknown | unknown | lc | unknown | fd | unknown | UNKNOWN, LC-FD-UNKNOWN, UNKNOWN
unknown | unknown | lc | unknown | fab | unknown | UNKNOWN, LC-FAB-UNKNOWN, UNKNOWN
unknown | unknown | gc | unknown | ci | unknown | UNKNOWN, GC-CI-UNKNOWN, UNKNOWN
unknown | unknown | gc | unknown | ci | unknown | UNKNOWN, GC-CI-UNKNOWN, UNKNOWN
unknown | unknown | gc | unknown | unknown | low | UNKNOWN, GC-UNKNOWN-UNKNOWN, LOW
unknown | unknown | lc | unknown | unknown | high | UNKNOWN, LC-UNKNOWN-UNKNOWN, HIGH
unknown | unknown | lc | unknown | unknown | high | UNKNOWN, LC-UNKNOWN-UNKNOWN, HIGH
unknown | unknown | gc | unknown | unknown | low | UNKNOWN, GC-UNKNOWN-UNKNOWN, LOW
unknown | unknown | lc | unknown | unknown | low | UNKNOWN, LC-UNKNOWN-UNKNOWN, LOW
unknown | unknown | lc | unknown | unknown | low | UNKNOWN, LC-UNKNOWN-UNKNOWN, LOW
unknown | unknown | lc | unknown | unknown | low | UNKNOWN, LC-UNKNOWN-UNKNOWN, LOW
unknown | unknown | lc | unknown | unknown | low | UNKNOWN, LC-UNKNOWN-UNKNOWN, LOW
unknown | unknown | gc | unknown | unknown | low | UNKNOWN, GC-UNKNOWN-UNKNOWN, LOW
unknown | unknown | lc | unknown | unknown | low | UNKNOWN, LC-UNKNOWN-UNKNOWN, LOW
unknown | unknown | lc | unknown | unknown | low | UNKNOWN, LC-UNKNOWN-UNKNOWN, LOW
unknown | unknown | lc | eb | unknown | unknown | UNKNOWN, LC-UNKNOWN-EB, UNKNOWN
unknown | unknown | lc | eb | unknown | unknown | UNKNOWN, LC-UNKNOWN-EB, UNKNOWN
unknown | unknown | lc | b | unknown | unknown | UNKNOWN, LC-UNKNOWN-B, UNKNOWN
unknown | unknown | gc | b | unknown | unknown | UNKNOWN, GC-UNKNOWN-B, UNKNOWN
unknown | unknown | lc | b | unknown | unknown | UNKNOWN, LC-UNKNOWN-B, UNKNOWN
unknown | unknown | lc | b | unknown | unknown | UNKNOWN, LC-UNKNOWN-B, UNKNOWN
unknown | unknown | gc | b | unknown | unknown | UNKNOWN, GC-UNKNOWN-B, UNKNOWN
unknown | unknown | gc | b | unknown | unknown | UNKNOWN, GC-UNKNOWN-B, UNKNOWN
unknown | unknown | gc | unknown | ei | unknown | UNKNOWN, GC-EI-UNKNOWN, UNKNOWN
unknown | unknown | lc | unknown | esi | unknown | UNKNOWN, LC-ESI-UNKNOWN, UNKNOWN
unknown | unknown | lc | unknown | maldi | unknown | UNKNOWN, LC-MALDI-UNKNOWN, UNKNOWN
unknown | unknown | gc | unknown | ei | unknown | UNKNOWN, GC-EI-UNKNOWN, UNKNOWN
unknown | unknown | lc | unknown | fab | unknown | UNKNOWN, LC-FAB-UNKNOWN, UNKNOWN
unknown | unknown | lc | unknown | fab | unknown | UNKNOWN, LC-FAB-UNKNOWN, UNKNOWN
unknown | unknown | lc | unknown | fab | unknown | UNKNOWN, LC-FAB-UNKNOWN, UNKNOWN
unknown | unknown | lc | unknown | fab | unknown | UNKNOWN, LC-FAB-UNKNOWN, UNKNOWN
jeol | unknown | gc | unknown | ci | low | JEOL instrument, GC-CI-UNKNOWN, LOW
jeol | unknown | gc | unknown | ci | low | JEOL instrument, GC-CI-UNKNOWN, LOW
jeol | unknown | unknown | eb | ei | low | JEOL instrument, GC-EI-EB, LOW
jeol | unknown | unknown | tof | esi | high | JEOL instrument, LC-ESI-TOF, HIGH
jeol | unknown | unknown | tof | maldi | high | JEOL instrument, LC-MALDI-TOF, HIGH
jeol | unknown | unknown | ebeb | ei | low | JEOL instrument, GC-EI-EBEB, LOW
jeol | unknown | unknown | ebeb | fab | low | JEOL instrument, LC-FAB-EBEB, LOW
jeol | unknown | unknown | eb | fab | low | JEOL instrument, LC-FAB-EB, LOW
jeol | unknown | unknown | eb | fab | low | JEOL instrument, LC-FAB-EB, LOW
jeol | unknown | unknown | b | fab | low | JEOL instrument, LC-FAB-B, LOW
jeol | unknown | unknown | b | ci | low | JEOL instrument, GC-CI-B, LOW
unknown | unknown | gc | eb | unknown | unknown | UNKNOWN, GC-UNKNOWN-EB, UNKNOWN
unknown | unknown | lc | tof | unknown | unknown | UNKNOWN, LC-UNKNOWN-TOF, UNKNOWN
unknown | unknown | lc | tof | unknown | unknown | UNKNOWN, LC-UNKNOWN-TOF, UNKNOWN
unknown | unknown | gc | ebeb | unknown | unknown | UNKNOWN, GC-UNKNOWN-EBEB, UNKNOWN
unknown | unknown | lc | ebeb | unknown | unknown | UNKNOWN, LC-UNKNOWN-EBEB, UNKNOWN
unknown | unknown | gc | eb | unknown | low | UNKNOWN, GC-UNKNOWN-EB, LOW
unknown | jms 700 | lc | eb | unknown | low | JEOL JMS-700, LC-UNKNOWN-EB, LOW
unknown | unknown | lc | unknown | unknown | unknown | UNKNOWN, LC-UNKNOWN-UNKNOWN, UNKNOWN
jeol | unknown | unknown | b | fd | low | JEOL instrument, LC-FD-B, LOW
jeol | unknown | unknown | b | fab | low | JEOL instrument, LC-FAB-B, LOW
jeol | unknown | unknown | b | ci | low | JEOL instrument, GC-CI-B, LOW
jeol | unknown | unknown | b | ci | low | JEOL instrument, GC-CI-B, LOW
unknown | unknown | lc | unknown | unknown | unknown | UNKNOWN, LC-UNKNOWN-UNKNOWN, UNKNOWN
unknown | jms 700 | lc | eb | fab | unknown | JEOL JMS-700, LC-FAB-EB, UNKNOWN
jeol | unknown | unknown | unknown | unknown | unknown | JEOL instrument, UNKNOWN, UNKNOWN
unknown | jms 700 | unknown | unknown | unknown | low | JEOL JMS-700, LC-UNKNOWN-EB, LOW
jeol | unknown | lc | unknown | fab | low | JEOL instrument, LC-FAB-UNKNOWN, LOW
jeol | unknown | lc | unknown | fab | low | JEOL instrument, LC-FAB-UNKNOWN, LOW
jeol | unknown | gc | unknown | ci | low | JEOL instrument, GC-CI-UNKNOWN, LOW
jeol | unknown | lc | unknown | fd | low | JEOL instrument, LC-FD-UNKNOWN, LOW
jeol | unknown | lc | unknown | fab | low | JEOL instrument, LC-FAB-UNKNOWN, LOW
unknown | unknown | gc | b | ci | low | UNKNOWN, GC-CI-B, LOW
jeol | unknown | unknown | unknown | unknown | unknown | JEOL instrument, UNKNOWN, UNKNOWN
jeol | jms 700 | lc | eb | fab | unknown | JEOL JMS-700, LC-FAB-EB, UNKNOWN
unknown | jms 700 | unknown | eb | fab | low | JEOL JMS-700, LC-FAB-EB, LOW
unknown | unknown | gc | eb | ei | low | UNKNOWN, GC-EI-EB, LOW
unknown | unknown | lc | tof | esi | high | UNKNOWN, LC-ESI-TOF, HIGH
unknown | unknown | lc | tof | maldi | high | UNKNOWN, LC-MALDI-TOF, HIGH
unknown | unknown | gc | ebeb | ei | low | UNKNOWN, GC-EI-EBEB, LOW
unknown | unknown | lc | ebeb | fab | low | UNKNOWN, LC-FAB-EBEB, LOW
unknown | unknown | lc | eb | fab | low | UNKNOWN, LC-FAB-EB, LOW
unknown | unknown | lc | eb | fab | low | UNKNOWN, LC-FAB-EB, LOW
unknown | unknown | lc | b | fab | low | UNKNOWN, LC-FAB-B, LOW
jeol | jms 700 | lc | eb | fab | low | JEOL JMS-700, LC-FAB-EB, LOW
unknown | jms 700 | unknown | unknown | fab | unknown | JEOL JMS-700, LC-FAB-EB, UNKNOWN
unknown | jms 700 | lc | unknown | fab | low | JEOL JMS-700, LC-FAB-EB, LOW
jeol | unknown | unknown | unknown | unknown | unknown | JEOL instrument, UNKNOWN, UNKNOWN
jeol | unknown | unknown | unknown | unknown | low | JEOL instrument, UNKNOWN, LOW
jeol | unknown | unknown | unknown | unknown | low | JEOL instrument, UNKNOWN, LOW
jeol | unknown | unknown | unknown | unknown | low | JEOL instrument, UNKNOWN, LOW
jeol | unknown | unknown | unknown | unknown | unknown | JEOL instrument, UNKNOWN, UNKNOWN
jeol | jms 700 | lc | unknown | fab | low | JEOL JMS-700, LC-FAB-EB, LOW
jeol | unknown | unknown | unknown | unknown | unknown | JEOL instrument, UNKNOWN, UNKNOWN
unknown | jms 700 | lc | unknown | unknown | unknown | JEOL JMS-700, LC-UNKNOWN-EB, UNKNOWN
jeol | unknown | unknown | unknown | unknown | unknown | JEOL instrument, UNKNOWN, UNKNOWN
unknown | jms 700 | unknown | eb | unknown | unknown | JEOL JMS-700, LC-UNKNOWN-EB, UNKNOWN
jeol | unknown | unknown | unknown | unknown | unknown | JEOL instrument, UNKNOWN, UNKNOWN
jeol | jms 700 | lc | eb | unknown | low | JEOL JMS-700, LC-UNKNOWN-EB, LOW
jeol | unknown | unknown | unknown | unknown | unknown | JEOL instrument, UNKNOWN, UNKNOWN
unknown | unknown | gc | b | ci | low | UNKNOWN, GC-CI-B, LOW
unknown | unknown | lc | b | fd | low | UNKNOWN, LC-FD-B, LOW
unknown | unknown | lc | b | fab | low | UNKNOWN, LC-FAB-B, LOW
unknown | unknown | gc | b | ci | low | UNKNOWN, GC-CI-B, LOW
jeol | unknown | unknown | unknown | fab | unknown | JEOL instrument, LC-FAB-UNKNOWN, UNKNOWN
jeol | unknown | unknown | unknown | ci | unknown | JEOL instrument, GC-CI-UNKNOWN, UNKNOWN
jeol | unknown | unknown | unknown | fd | unknown | JEOL instrument, LC-FD-UNKNOWN, UNKNOWN
jeol | unknown | unknown | unknown | fab | unknown | JEOL instrument, LC-FAB-UNKNOWN, UNKNOWN
jeol | unknown | unknown | unknown | ci | unknown | JEOL instrument, GC-CI-UNKNOWN, UNKNOWN
jeol | unknown | unknown | unknown | ci | unknown | JEOL instrument, GC-CI-UNKNOWN, UNKNOWN
jeol | unknown | unknown | unknown | unknown | low | JEOL instrument, UNKNOWN, LOW
jeol | unknown | unknown | unknown | unknown | high | JEOL instrument, UNKNOWN, HIGH
jeol | unknown | unknown | unknown | unknown | high | JEOL instrument, UNKNOWN, HIGH
jeol | unknown | unknown | unknown | unknown | low | JEOL instrument, UNKNOWN, LOW
jeol | unknown | unknown | unknown | unknown | low | JEOL instrument, UNKNOWN, LOW
jeol | unknown | unknown | unknown | unknown | low | JEOL instrument, UNKNOWN, LOW
jeol | unknown | unknown | unknown | unknown | low | JEOL instrument, UNKNOWN, LOW
jeol | unknown | unknown | unknown | unknown | low | JEOL instrument, UNKNOWN, LOW
jeol | unknown | unknown | unknown | unknown | low | JEOL instrument, UNKNOWN, LOW
jeol | unknown | unknown | unknown | unknown | low | JEOL instrument, UNKNOWN, LOW
jeol | unknown | unknown | ebeb | unknown | unknown | JEOL instrument, UNKNOWN-UNKNOWN-EBEB, UNKNOWN
jeol | unknown | unknown | eb | unknown | unknown | JEOL instrument, UNKNOWN-UNKNOWN-EB, UNKNOWN
jeol | unknown | unknown | eb | unknown | unknown | JEOL instrument, UNKNOWN-UNKNOWN-EB, UNKNOWN
jeol | unknown | unknown | b | unknown | unknown | JEOL instrument, UNKNOWN-UNKNOWN-B, UNKNOWN
jeol | unknown | unknown | b | unknown | unknown | JEOL instrument, UNKNOWN-UNKNOWN-B, UNKNOWN
jeol | unknown | unknown | b | unknown | unknown | JEOL instrument, UNKNOWN-UNKNOWN-B, UNKNOWN
jeol | unknown | unknown | b | unknown | unknown | JEOL instrument, UNKNOWN-UNKNOWN-B, UNKNOWN
jeol | unknown | unknown | b | unknown | unknown | JEOL instrument, UNKNOWN-UNKNOWN-B, UNKNOWN
jeol | unknown | unknown | b | unknown | unknown | JEOL instrument, UNKNOWN-UNKNOWN-B, UNKNOWN
jeol | unknown | unknown | unknown | ei | unknown | JEOL instrument, GC-EI-UNKNOWN, UNKNOWN
jeol | unknown | unknown | unknown | esi | unknown | JEOL instrument, LC-ESI-UNKNOWN, UNKNOWN
jeol | unknown | unknown | unknown | maldi | unknown | JEOL instrument, LC-MALDI-UNKNOWN, UNKNOWN
jeol | unknown | unknown | unknown | ei | unknown | JEOL instrument, GC-EI-UNKNOWN, UNKNOWN
jeol | unknown | unknown | unknown | fab | unknown | JEOL instrument, LC-FAB-UNKNOWN, UNKNOWN
jeol | unknown | unknown | unknown | fab | unknown | JEOL instrument, LC-FAB-UNKNOWN, UNKNOWN
jeol | unknown | unknown | unknown | fab | unknown | JEOL instrument, LC-FAB-UNKNOWN, UNKNOWN
jeol | unknown | gc | eb | ei | low | JEOL instrument, GC-EI-EB, LOW
jeol | unknown | lc | tof | esi | high | JEOL instrument, LC-ESI-TOF, HIGH
jeol | unknown | lc | tof | maldi | high | JEOL instrument, LC-MALDI-TOF, HIGH
jeol | unknown | gc | ebeb | ei | low | JEOL instrument, GC-EI-EBEB, LOW
jeol | unknown | lc | ebeb | fab | low | JEOL instrument, LC-FAB-EBEB, LOW
jeol | unknown | lc | eb | fab | low | JEOL instrument, LC-FAB-EB, LOW
jeol | unknown | lc | eb | fab | low | JEOL instrument, LC-FAB-EB, LOW
jeol | unknown | gc | unknown | unknown | unknown | JEOL instrument, GC-UNKNOWN-UNKNOWN, UNKNOWN
jeol | unknown | lc | unknown | unknown | unknown | JEOL instrument, LC-UNKNOWN-UNKNOWN, UNKNOWN
jeol | unknown | lc | unknown | unknown | unknown | JEOL instrument, LC-UNKNOWN-UNKNOWN, UNKNOWN
jeol | unknown | gc | unknown | unknown | unknown | JEOL instrument, GC-UNKNOWN-UNKNOWN, UNKNOWN
jeol | unknown | gc | unknown | unknown | unknown | JEOL instrument, GC-UNKNOWN-UNKNOWN, UNKNOWN
jeol | unknown | unknown | eb | unknown | unknown | JEOL instrument, UNKNOWN-UNKNOWN-EB, UNKNOWN
jeol | unknown | unknown | tof | unknown | unknown | JEOL instrument, UNKNOWN-UNKNOWN-TOF, UNKNOWN
jeol | unknown | unknown | tof | unknown | unknown | JEOL instrument, UNKNOWN-UNKNOWN-TOF, UNKNOWN
jeol | unknown | unknown | ebeb | unknown | unknown | JEOL instrument, UNKNOWN-UNKNOWN-EBEB, UNKNOWN
unknown | unknown | unknown | unknown | ci | unknown | UNKNOWN, GC-CI-UNKNOWN, UNKNOWN
unknown | unknown | unknown | unknown | fd | unknown | UNKNOWN, LC-FD-UNKNOWN, UNKNOWN
unknown | unknown | unknown | unknown | fab | unknown | UNKNOWN, LC-FAB-UNKNOWN, UNKNOWN
unknown | unknown | unknown | unknown | ci | unknown | UNKNOWN, GC-CI-UNKNOWN, UNKNOWN
unknown | unknown | unknown | unknown | ci | unknown | UNKNOWN, GC-CI-UNKNOWN, UNKNOWN
unknown | unknown | gc | unknown | unknown | unknown | UNKNOWN, GC-UNKNOWN-UNKNOWN, UNKNOWN
jeol | jms 700 | unknown | unknown | unknown | unknown | JEOL JMS-700, LC-UNKNOWN-EB, UNKNOWN
jeol | unknown | gc | unknown | unknown | unknown | JEOL instrument, GC-UNKNOWN-UNKNOWN, UNKNOWN
jeol | unknown | lc | unknown | unknown | unknown | JEOL instrument, LC-UNKNOWN-UNKNOWN, UNKNOWN
jeol | unknown | lc | unknown | unknown | unknown | JEOL instrument, LC-UNKNOWN-UNKNOWN, UNKNOWN
jeol | unknown | gc | unknown | unknown | unknown | JEOL instrument, GC-UNKNOWN-UNKNOWN, UNKNOWN
jeol | unknown | lc | unknown | unknown | unknown | JEOL instrument, LC-UNKNOWN-UNKNOWN, UNKNOWN
jeol | unknown | lc | unknown | unknown | unknown | JEOL instrument, LC-UNKNOWN-UNKNOWN, UNKNOWN
jeol | unknown | lc | unknown | unknown | unknown | JEOL instrument, LC-UNKNOWN-UNKNOWN, UNKNOWN
jeol | unknown | lc | unknown | unknown | unknown | JEOL instrument, LC-UNKNOWN-UNKNOWN, UNKNOWN
jeol | jms 700 | unknown | eb | fab | low | JEOL JMS-700, LC-FAB-EB, LOW
unknown | unknown | unknown | eb | unknown | unknown | UNKNOWN, UNKNOWN-UNKNOWN-EB, UNKNOWN
unknown | unknown | unknown | eb | unknown | unknown | UNKNOWN, UNKNOWN-UNKNOWN-EB, UNKNOWN
unknown | unknown | unknown | b | unknown | unknown | UNKNOWN, UNKNOWN-UNKNOWN-B, UNKNOWN
unknown | unknown | unknown | b | unknown | unknown | UNKNOWN, UNKNOWN-UNKNOWN-B, UNKNOWN
unknown | unknown | unknown | b | unknown | unknown | UNKNOWN, UNKNOWN-UNKNOWN-B, UNKNOWN
unknown | unknown | unknown | b | unknown | unknown | UNKNOWN, UNKNOWN-UNKNOWN-B, UNKNOWN
unknown | unknown | unknown | b | unknown | unknown | UNKNOWN, UNKNOWN-UNKNOWN-B, UNKNOWN
unknown | unknown | unknown | b | unknown | unknown | UNKNOWN, UNKNOWN-UNKNOWN-B, UNKNOWN
unknown | unknown | unknown | unknown | ei | unknown | UNKNOWN, GC-EI-UNKNOWN, UNKNOWN
unknown | unknown | unknown | unknown | esi | unknown | UNKNOWN, LC-ESI-UNKNOWN, UNKNOWN
unknown | unknown | unknown | unknown | maldi | unknown | UNKNOWN, LC-MALDI-UNKNOWN, UNKNOWN
unknown | unknown | unknown | unknown | ei | unknown | UNKNOWN, GC-EI-UNKNOWN, UNKNOWN
unknown | unknown | unknown | unknown | fab | unknown | UNKNOWN, LC-FAB-UNKNOWN, UNKNOWN
unknown | unknown | unknown | unknown | fab | unknown | UNKNOWN, LC-FAB-UNKNOWN, UNKNOWN
unknown | unknown | unknown | unknown | fab | unknown | UNKNOWN, LC-FAB-UNKNOWN, UNKNOWN
unknown | unknown | unknown | unknown | fab | unknown | UNKNOWN, LC-FAB-UNKNOWN, UNKNOWN
unknown | unknown | lc | unknown | unknown | unknown | UNKNOWN, LC-UNKNOWN-UNKNOWN, UNKNOWN
unknown | unknown | lc | tof | unknown | high | UNKNOWN, LC-UNKNOWN-TOF, HIGH
unknown | unknown | lc | tof | unknown | high | UNKNOWN, LC-UNKNOWN-TOF, HIGH
unknown | unknown | gc | ebeb | unknown | low | UNKNOWN, GC-UNKNOWN-EBEB, LOW
unknown | unknown | lc | ebeb | unknown | low | UNKNOWN, LC-UNKNOWN-EBEB, LOW
unknown | unknown | lc | unknown | unknown | unknown | UNKNOWN, LC-UNKNOWN-UNKNOWN, UNKNOWN
unknown | jms 700 | unknown | eb | unknown | low | JEOL JMS-700, LC-UNKNOWN-EB, LOW
unknown | unknown | gc | unknown | unknown | unknown | UNKNOWN, GC-UNKNOWN-UNKNOWN, UNKNOWN
unknown | jms 700 | unknown | unknown | fab | low | JEOL JMS-700, LC-FAB-EB, LOW
unknown | unknown | gc | eb | ei | unknown | UNKNOWN, GC-EI-EB, UNKNOWN
unknown | unknown | lc | tof | esi | unknown | UNKNOWN, LC-ESI-TOF, UNKNOWN
jeol | unknown | unknown | unknown | unknown | unknown | JEOL instrument, UNKNOWN, UNKNOWN
jeol | unknown | unknown | unknown | unknown | unknown | JEOL instrument, UNKNOWN, UNKNOWN
jeol | unknown | unknown | unknown | unknown | unknown | JEOL instrument, UNKNOWN, UNKNOWN
jeol | unknown | unknown | unknown | unknown | unknown | JEOL instrument, UNKNOWN, UNKNOWN
jeol | unknown | unknown | unknown | unknown | unknown | JEOL instrument, UNKNOWN, UNKNOWN
unknown | unknown | lc | unknown | unknown | unknown | UNKNOWN, LC-UNKNOWN-UNKNOWN, UNKNOWN
unknown | unknown | gc | unknown | unknown | unknown | UNKNOWN, GC-UNKNOWN-UNKNOWN, UNKNOWN
jeol | unknown | lc | b | fab | low | JEOL instrument, LC-FAB-B, LOW
jeol | unknown | gc | b | ci | low | JEOL instrument, GC-CI-B, LOW
jeol | unknown | lc | b | fd | low | JEOL instrument, LC-FD-B, LOW
jeol | unknown | lc | b | fab | low | JEOL instrument, LC-FAB-B, LOW
jeol | unknown | gc | b | ci | low | JEOL instrument, GC-CI-B, LOW
jeol | unknown | gc | b | ci | low | JEOL instrument, GC-CI-B, LOW
unknown | unknown | lc | unknown | unknown | unknown | UNKNOWN, LC-UNKNOWN-UNKNOWN, UNKNOWN
unknown | jms 700 | lc | eb | fab | low | JEOL JMS-700, LC-FAB-EB, LOW
unknown | unknown | gc | unknown | unknown | unknown | UNKNOWN, GC-UNKNOWN-UNKNOWN, UNKNOWN
unknown | unknown | unknown | eb | unknown | unknown | UNKNOWN, UNKNOWN-UNKNOWN-EB, UNKNOWN
unknown | unknown | unknown | tof | unknown | unknown | UNKNOWN, UNKNOWN-UNKNOWN-TOF, UNKNOWN
unknown | unknown | unknown | tof | unknown | unknown | UNKNOWN, UNKNOWN-UNKNOWN-TOF, UNKNOWN
unknown | unknown | unknown | ebeb | unknown | unknown | UNKNOWN, UNKNOWN-UNKNOWN-EBEB, UNKNOWN
unknown | unknown | unknown | ebeb | unknown | unknown | UNKNOWN, UNKNOWN-UNKNOWN-EBEB, UNKNOWN
hitachi | unknown | gc | b | ci | low | Hitachi instrument, GC-CI-B, LOW
hitachi | unknown | gc | b | ci | low | Hitachi instrument, GC-CI-B, LOW
hitachi | unknown | gc | b | ci | low | Hitachi instrument, GC-CI-B, LOW
hitachi | unknown | lc | eb | esi | low | Hitachi instrument, LC-ESI-EB, LOW
unknown | unknown | lc | eb | esi | low | UNKNOWN, LC-ESI-EB, LOW
unknown | unknown | gc | b | ci | low | UNKNOWN, GC-CI-B, LOW
unknown | unknown | gc | b | ci | low | UNKNOWN, GC-CI-B, LOW
unknown | unknown | gc | b | ci | low | UNKNOWN, GC-CI-B, LOW
hitachi | unknown | gc | unknown | ci | low | Hitachi instrument, GC-CI-UNKNOWN, LOW
hitachi | unknown | gc | unknown | ci | low | Hitachi instrument, GC-CI-UNKNOWN, LOW
hitachi | unknown | gc | unknown | ci | low | Hitachi instrument, GC-CI-UNKNOWN, LOW
hitachi | unknown | lc | unknown | esi | low | Hitachi instrument, LC-ESI-UNKNOWN, LOW
hitachi | unknown | unknown | b | ci | low | Hitachi instrument, GC-CI-B, LOW
hitachi | unknown | unknown | b | ci | low | Hitachi instrument, GC-CI-B, LOW
hitachi | unknown | unknown | b | ci | low | Hitachi instrument, GC-CI-B, LOW
hitachi | unknown | unknown | eb | esi | low | Hitachi instrument, LC-ESI-EB, LOW
hitachi | unknown | gc | b | ci | unknown | Hitachi instrument, GC-CI-B, UNKNOWN
hitachi | unknown | gc | b | ci | unknown | Hitachi instrument, GC-CI-B, UNKNOWN
hitachi | unknown | gc | b | ci | unknown | Hitachi instrument, GC-CI-B, UNKNOWN
hitachi | unknown | lc | eb | esi | unknown | Hitachi instrument, LC-ESI-EB, UNKNOWN
hitachi | unknown | gc | b | unknown | low | Hitachi instrument, GC-UNKNOWN-B, LOW
hitachi | unknown | gc | b | unknown | low | Hitachi instrument, GC-UNKNOWN-B, LOW
hitachi | unknown | gc | b | unknown | low | Hitachi instrument, GC-UNKNOWN-B, LOW
hitachi | unknown | lc | eb | unknown | low | Hitachi instrument, LC-UNKNOWN-EB, LOW
unknown | unknown | unknown | eb | esi | low | UNKNOWN, LC-ESI-EB, LOW
unknown | unknown | unknown | b | ci | low | UNKNOWN, GC-CI-B, LOW
unknown | unknown | unknown | b | ci | low | UNKNOWN, GC-CI-B, LOW
unknown | unknown | unknown | b | ci | low | UNKNOWN, GC-CI-B, LOW
unknown | unknown | lc | unknown | esi | low | UNKNOWN, LC-ESI-UNKNOWN, LOW
unknown | unknown | gc | unknown | ci | low | UNKNOWN, GC-CI-UNKNOWN, LOW
unknown | unknown | gc | unknown | ci | low | UNKNOWN, GC-CI-UNKNOWN, LOW
unknown | unknown | gc | unknown | ci | low | UNKNOWN, GC-CI-UNKNOWN, LOW
unknown | unknown | lc | eb | unknown | low | UNKNOWN, LC-UNKNOWN-EB, LOW
unknown | unknown | gc | b | unknown | low | UNKNOWN, GC-UNKNOWN-B, LOW
unknown | unknown | gc | b | unknown | low | UNKNOWN, GC-UNKNOWN-B, LOW
unknown | unknown | gc | b | unknown | low | UNKNOWN, GC-UNKNOWN-B, LOW
unknown | unknown | lc | eb | esi | unknown | UNKNOWN, LC-ESI-EB, UNKNOWN
unknown | unknown | gc | b | ci | unknown | UNKNOWN, GC-CI-B, UNKNOWN
unknown | unknown | gc | b | ci | unknown | UNKNOWN, GC-CI-B, UNKNOWN
unknown | unknown | gc | b | ci | unknown | UNKNOWN, GC-CI-B, UNKNOWN
hitachi | unknown | unknown | eb | unknown | unknown | Hitachi instrument, UNKNOWN-UNKNOWN-EB, UNKNOWN
hitachi | unknown | unknown | b | unknown | unknown | Hitachi instrument, UNKNOWN-UNKNOWN-B, UNKNOWN
hitachi | unknown | unknown | b | unknown | unknown | Hitachi instrument, UNKNOWN-UNKNOWN-B, UNKNOWN
hitachi | unknown | unknown | b | unknown | unknown | Hitachi instrument, UNKNOWN-UNKNOWN-B, UNKNOWN
hitachi | unknown | lc | unknown | unknown | unknown | Hitachi instrument, LC-UNKNOWN-UNKNOWN, UNKNOWN
hitachi | unknown | gc | unknown | unknown | unknown | Hitachi instrument, GC-UNKNOWN-UNKNOWN, UNKNOWN
hitachi | unknown | gc | unknown | unknown | unknown | Hitachi instrument, GC-UNKNOWN-UNKNOWN, UNKNOWN
hitachi | unknown | gc | unknown | unknown | unknown | Hitachi instrument, GC-UNKNOWN-UNKNOWN, UNKNOWN
unknown | unknown | gc | unknown | unknown | unknown | UNKNOWN, GC-UNKNOWN-UNKNOWN, UNKNOWN
unknown | unknown | gc | unknown | unknown | unknown | UNKNOWN, GC-UNKNOWN-UNKNOWN, UNKNOWN
unknown | unknown | gc | unknown | unknown | unknown | UNKNOWN, GC-UNKNOWN-UNKNOWN, UNKNOWN
unknown | unknown | lc | unknown | unknown | unknown | UNKNOWN, LC-UNKNOWN-UNKNOWN, UNKNOWN
hitachi | unknown | unknown | unknown | unknown | unknown | Hitachi instrument, UNKNOWN, UNKNOWN
hitachi | unknown | unknown | unknown | unknown | unknown | Hitachi instrument, UNKNOWN, UNKNOWN
hitachi | unknown | unknown | unknown | unknown | unknown | Hitachi instrument, UNKNOWN, UNKNOWN
hitachi | unknown | unknown | unknown | unknown | unknown | Hitachi instrument, UNKNOWN, UNKNOWN
unknown | unknown | lc | unknown | esi | unknown | UNKNOWN, LC-ESI-UNKNOWN, UNKNOWN
unknown | unknown | gc | unknown | ci | unknown | UNKNOWN, GC-CI-UNKNOWN, UNKNOWN
unknown | unknown | gc | unknown | ci | unknown | UNKNOWN, GC-CI-UNKNOWN, UNKNOWN
unknown | unknown | gc | unknown | ci | unknown | UNKNOWN, GC-CI-UNKNOWN, UNKNOWN
unknown | unknown | lc | eb | unknown | unknown | UNKNOWN, LC-UNKNOWN-EB, UNKNOWN
unknown | unknown | gc | b | unknown | unknown | UNKNOWN, GC-UNKNOWN-B, UNKNOWN
unknown | unknown | gc | b | unknown | unknown | UNKNOWN, GC-UNKNOWN-B, UNKNOWN
unknown | unknown | gc | b | unknown | unknown | UNKNOWN, GC-UNKNOWN-B, UNKNOWN
hitachi | unknown | unknown | unknown | unknown | low | Hitachi instrument, UNKNOWN, LOW
hitachi | unknown | unknown | unknown | unknown | low | Hitachi instrument, UNKNOWN, LOW
hitachi | unknown | unknown | unknown | unknown | low | Hitachi instrument, UNKNOWN, LOW
hitachi | unknown | unknown | unknown | unknown | low | Hitachi instrument, UNKNOWN, LOW
hitachi | unknown | unknown | unknown | esi | unknown | Hitachi instrument, LC-ESI-UNKNOWN, UNKNOWN
hitachi | unknown | unknown | unknown | ci | unknown | Hitachi instrument, GC-CI-UNKNOWN, UNKNOWN
hitachi | unknown | unknown | unknown | ci | unknown | Hitachi instrument, GC-CI-UNKNOWN, UNKNOWN
hitachi | unknown | unknown | unknown | ci | unknown | Hitachi instrument, GC-CI-UNKNOWN, UNKNOWN
unknown | unknown | unknown | eb | unknown | unknown | UNKNOWN, UNKNOWN-UNKNOWN-EB, UNKNOWN
unknown | unknown | unknown | b | unknown | unknown | UNKNOWN, UNKNOWN-UNKNOWN-B, UNKNOWN
unknown | unknown | unknown | b | unknown | unknown | UNKNOWN, UNKNOWN-UNKNOWN-B, UNKNOWN
unknown | unknown | unknown | b | unknown | unknown | UNKNOWN, UNKNOWN-UNKNOWN-B, UNKNOWN
unknown | unknown | unknown | unknown | esi | unknown | UNKNOWN, LC-ESI-UNKNOWN, UNKNOWN
unknown | unknown | unknown | unknown | ci | unknown | UNKNOWN, GC-CI-UNKNOWN, UNKNOWN
unknown | unknown | unknown | unknown | ci | unknown | UNKNOWN, GC-CI-UNKNOWN, UNKNOWN
unknown | unknown | unknown | unknown | ci | unknown | UNKNOWN, GC-CI-UNKNOWN, UNKNOWN
unknown | unknown | unknown | unknown | esi | low | UNKNOWN, LC-ESI-UNKNOWN, LOW
unknown | unknown | unknown | unknown | ci | low | UNKNOWN, GC-CI-UNKNOWN, LOW
unknown | unknown | unknown | unknown | ci | low | UNKNOWN, GC-CI-UNKNOWN, LOW
unknown | unknown | unknown | unknown | ci | low | UNKNOWN, GC-CI-UNKNOWN, LOW
unknown | unknown | unknown | eb | unknown | low | UNKNOWN, UNKNOWN-UNKNOWN-EB, LOW
unknown | unknown | unknown | b | unknown | low | UNKNOWN, UNKNOWN-UNKNOWN-B, LOW
unknown | unknown | unknown | b | unknown | low | UNKNOWN, UNKNOWN-UNKNOWN-B, LOW
unknown | unknown | unknown | b | unknown | low | UNKNOWN, UNKNOWN-UNKNOWN-B, LOW
unknown | unknown | gc | unknown | unknown | low | UNKNOWN, GC-UNKNOWN-UNKNOWN, LOW
unknown | unknown | gc | unknown | unknown | low | UNKNOWN, GC-UNKNOWN-UNKNOWN, LOW
unknown | unknown | gc | unknown | unknown | low | UNKNOWN, GC-UNKNOWN-UNKNOWN, LOW
unknown | unknown | lc | unknown | unknown | low | UNKNOWN, LC-UNKNOWN-UNKNOWN, LOW
unknown | unknown | unknown | b | ci | unknown | UNKNOWN, GC-CI-B, UNKNOWN
unknown | unknown | unknown | b | ci | unknown | UNKNOWN, GC-CI-B, UNKNOWN
unknown | unknown | unknown | b | ci | unknown | UNKNOWN, GC-CI-B, UNKNOWN
unknown | unknown | unknown | eb | esi | unknown | UNKNOWN, LC-ESI-EB, UNKNOWN
hitachi | unknown | gc | b | unknown | unknown | Hitachi instrument, GC-UNKNOWN-B, UNKNOWN
hitachi | unknown | gc | b | unknown | unknown | Hitachi instrument, GC-UNKNOWN-B, UNKNOWN
hitachi | unknown | gc | b | unknown | unknown | Hitachi instrument, GC-UNKNOWN-B, UNKNOWN
hitachi | unknown | lc | eb | unknown | unknown | Hitachi instrument, LC-UNKNOWN-EB, UNKNOWN
hitachi | unknown | gc | unknown | ci | unknown | Hitachi instrument, GC-CI-UNKNOWN, UNKNOWN
hitachi | unknown | gc | unknown | ci | unknown | Hitachi instrument, GC-CI-UNKNOWN, UNKNOWN
hitachi | unknown | gc | unknown | ci | unknown | Hitachi instrument, GC-CI-UNKNOWN, UNKNOWN
hitachi | unknown | lc | unknown | esi | unknown | Hitachi instrument, LC-ESI-UNKNOWN, UNKNOWN
hitachi | unknown | unknown | eb | esi | unknown | Hitachi instrument, LC-ESI-EB, UNKNOWN
hitachi | unknown | unknown | b | ci | unknown | Hitachi instrument, GC-CI-B, UNKNOWN
hitachi | unknown | unknown | b | ci | unknown | Hitachi instrument, GC-CI-B, UNKNOWN
hitachi | unknown | unknown | b | ci | unknown | Hitachi instrument, GC-CI-B, UNKNOWN
hitachi | unknown | lc | unknown | unknown | low | Hitachi instrument, LC-UNKNOWN-UNKNOWN, LOW
hitachi | unknown | gc | unknown | unknown | low | Hitachi instrument, GC-UNKNOWN-UNKNOWN, LOW
hitachi | unknown | gc | unknown | unknown | low | Hitachi instrument, GC-UNKNOWN-UNKNOWN, LOW
hitachi | unknown | gc | unknown | unknown | low | Hitachi instrument, GC-UNKNOWN-UNKNOWN, LOW
hitachi | unknown | unknown | unknown | esi | low | Hitachi instrument, LC-ESI-UNKNOWN, LOW
hitachi | unknown | unknown | unknown | ci | low | Hitachi instrument, GC-CI-UNKNOWN, LOW
hitachi | unknown | unknown | unknown | ci | low | Hitachi instrument, GC-CI-UNKNOWN, LOW
hitachi | unknown | unknown | unknown | ci | low | Hitachi instrument, GC-CI-UNKNOWN, LOW
hitachi | unknown | unknown | eb | unknown | low | Hitachi instrument, UNKNOWN-UNKNOWN-EB, LOW
hitachi | unknown | unknown | b | unknown | low | Hitachi instrument, UNKNOWN-UNKNOWN-B, LOW
hitachi | unknown | unknown | b | unknown | low | Hitachi instrument, UNKNOWN-UNKNOWN-B, LOW
hitachi | unknown | unknown | b | unknown | low | Hitachi instrument, UNKNOWN-UNKNOWN-B, LOW
unknown | m 4100 | lc | eb | esi | low | Hitachi M-4100, LC-ESI-EB, LOW
unknown | rmu 6d | gc | b | ci | low | Hitachi RMU-6D, GC-CI-B, LOW
hitachi | rmu 6d | gc | b | ci | low | Hitachi RMU-6D, GC-CI-B, LOW
hitachi | m 4100 | lc | eb | esi | low | Hitachi M-4100, LC-ESI-EB, LOW
hitachi | m 4100 | lc | unknown | esi | low | Hitachi M-4100, LC-ESI-EB, LOW
hitachi | rmu 6d | gc | unknown | ci | low | Hitachi RMU-6D, GC-CI-B, LOW
hitachi | m 4100 | lc | eb | unknown | low | Hitachi M-4100, LC-UNKNOWN-EB, LOW
hitachi | rmu 6d | gc | b | unknown | low | Hitachi RMU-6D, GC-UNKNOWN-B, LOW
unknown | m 4100 | unknown | eb | esi | low | Hitachi M-4100, LC-ESI-EB, LOW
unknown | rmu 6d | unknown | b | ci | low | Hitachi RMU-6D, GC-CI-B, LOW
unknown | rmu 6d | gc | unknown | ci | low | Hitachi RMU-6D, GC-CI-B, LOW
unknown | m 4100 | lc | unknown | esi | low | Hitachi M-4100, LC-ESI-EB, LOW
unknown | m 4100 | lc | eb | unknown | low | Hitachi M-4100, LC-UNKNOWN-EB, LOW
unknown | rmu 6d | gc | b | unknown | low | Hitachi RMU-6D, GC-UNKNOWN-B, LOW
unknown | rmu 6d | gc | b | ci | unknown | Hitachi RMU-6D, GC-CI-B, UNKNOWN
unknown | m 4100 | lc | eb | esi | unknown | Hitachi M-4100, LC-ESI-EB, UNKNOWN
unknown | m 4100 | lc | unknown | esi | unknown | Hitachi M-4100, LC-ESI-EB, UNKNOWN
unknown | rmu 6d | gc | unknown | ci | unknown | Hitachi RMU-6D, GC-CI-B, UNKNOWN
unknown | rmu 6d | gc | b | unknown | unknown | Hitachi RMU-6D, GC-UNKNOWN-B, UNKNOWN
unknown | m 4100 | lc | eb | unknown | unknown | Hitachi M-4100, LC-UNKNOWN-EB, UNKNOWN
hitachi | m 4100 | lc | unknown | unknown | unknown | Hitachi M-4100, LC-UNKNOWN-EB, UNKNOWN
hitachi | rmu 6d | gc | unknown | unknown | unknown | Hitachi RMU-6D, GC-UNKNOWN-B, UNKNOWN
hitachi | rmu 6d | unknown | b | unknown | unknown | Hitachi RMU-6D, GC-UNKNOWN-B, UNKNOWN
hitachi | m 4100 | unknown | eb | unknown | unknown | Hitachi M-4100, LC-UNKNOWN-EB, UNKNOWN
unknown | m 4100 | unknown | unknown | unknown | low | Hitachi M-4100, LC-UNKNOWN-EB, LOW
unknown | rmu 6d | unknown | unknown | unknown | low | Hitachi RMU-6D, GC-UNKNOWN-B, LOW
unknown | rmu 6d | unknown | unknown | ci | unknown | Hitachi RMU-6D, GC-CI-B, UNKNOWN
unknown | m 4100 | unknown | unknown | esi | unknown | Hitachi M-4100, LC-ESI-EB, UNKNOWN
hitachi | m 4100 | unknown | unknown | unknown | low | Hitachi M-4100, LC-UNKNOWN-EB, LOW
hitachi | rmu 6d | unknown | unknown | unknown | low | Hitachi RMU-6D, GC-UNKNOWN-B, LOW
hitachi | rmu 6d | unknown | unknown | ci | unknown | Hitachi RMU-6D, GC-CI-B, UNKNOWN
hitachi | m 4100 | unknown | unknown | esi | unknown | Hitachi M-4100, LC-ESI-EB, UNKNOWN
unknown | rmu 6d | unknown | unknown | unknown | unknown | Hitachi RMU-6D, GC-UNKNOWN-B, UNKNOWN
unknown | m 4100 | unknown | unknown | unknown | unknown | Hitachi M-4100, LC-UNKNOWN-EB, UNKNOWN
hitachi | m 4100 | unknown | unknown | unknown | unknown | Hitachi M-4100, LC-UNKNOWN-EB, UNKNOWN
hitachi | rmu 6d | unknown | unknown | unknown | unknown | Hitachi RMU-6D, GC-UNKNOWN-B, UNKNOWN
unknown | m 4100 | unknown | eb | unknown | unknown | Hitachi M-4100, LC-UNKNOWN-EB, UNKNOWN
unknown | rmu 6d | unknown | b | unknown | unknown | Hitachi RMU-6D, GC-UNKNOWN-B, UNKNOWN
unknown | rmu 6d | gc | unknown | unknown | unknown | Hitachi RMU-6D, GC-UNKNOWN-B, UNKNOWN
unknown | m 4100 | lc | unknown | unknown | unknown | Hitachi M-4100, LC-UNKNOWN-EB, UNKNOWN
hitachi | rmu 6d | gc | b | ci | unknown | Hitachi RMU-6D, GC-CI-B, UNKNOWN
hitachi | m 4100 | lc | eb | esi | unknown | Hitachi M-4100, LC-ESI-EB, UNKNOWN
hitachi | rmu 6d | unknown | b | ci | low | Hitachi RMU-6D, GC-CI-B, LOW
hitachi | m 4100 | unknown | eb | esi | low | Hitachi M-4100, LC-ESI-EB, LOW
hitachi | m 4100 | unknown | eb | unknown | low | Hitachi M-4100, LC-UNKNOWN-EB, LOW
hitachi | rmu 6d | unknown | b | unknown | low | Hitachi RMU-6D, GC-UNKNOWN-B, LOW
hitachi | rmu 6d | unknown | unknown | ci | low | Hitachi RMU-6D, GC-CI-B, LOW
hitachi | m 4100 | unknown | unknown | esi | low | Hitachi M-4100, LC-ESI-EB, LOW
hitachi | m 4100 | unknown | eb | esi | unknown | Hitachi M-4100, LC-ESI-EB, UNKNOWN
hitachi | rmu 6d | unknown | b | ci | unknown | Hitachi RMU-6D, GC-CI-B, UNKNOWN
hitachi | rmu 6d | gc | unknown | unknown | low | Hitachi RMU-6D, GC-UNKNOWN-B, LOW
hitachi | m 4100 | lc | unknown | unknown | low | Hitachi M-4100, LC-UNKNOWN-EB, LOW
hitachi | m 4100 | lc | eb | unknown | unknown | Hitachi M-4100, LC-UNKNOWN-EB, UNKNOWN
hitachi | rmu 6d | gc | b | unknown | unknown | Hitachi RMU-6D, GC-UNKNOWN-B, UNKNOWN
hitachi | rmu 6d | gc | unknown | ci | unknown | Hitachi RMU-6D, GC-CI-B, UNKNOWN
hitachi | m 4100 | lc | unknown | esi | unknown | Hitachi M-4100, LC-ESI-EB, UNKNOWN
unknown | m 4100 | unknown | eb | esi | unknown | Hitachi M-4100, LC-ESI-EB, UNKNOWN
unknown | rmu 6d | unknown | b | ci | unknown | Hitachi RMU-6D, GC-CI-B, UNKNOWN
unknown | rmu 6d | gc | unknown | unknown | low | Hitachi RMU-6D, GC-UNKNOWN-B, LOW
unknown | m 4100 | lc | unknown | unknown | low | Hitachi M-4100, LC-UNKNOWN-EB, LOW
unknown | m 4100 | unknown | eb | unknown | low | Hitachi M-4100, LC-UNKNOWN-EB, LOW
unknown | rmu 6d | unknown | b | unknown | low | Hitachi RMU-6D, GC-UNKNOWN-B, LOW
unknown | rmu 6d | unknown | unknown | ci | low | Hitachi RMU-6D, GC-CI-B, LOW
unknown | m 4100 | unknown | unknown | esi | low | Hitachi M-4100, LC-ESI-EB, LOW
unknown | m 80 | gc | unknown | unknown | low | Hitachi M-80, GC-UNKNOWN-B, LOW
unknown | m 60 | gc | unknown | unknown | low | Hitachi M-60, GC-UNKNOWN-B, LOW
unknown | m 60 | unknown | b | ci | unknown | Hitachi M-60, GC-CI-B, UNKNOWN
unknown | m 80 | unknown | b | ci | unknown | Hitachi M-80, GC-CI-B, UNKNOWN
unknown | m 80 | unknown | unknown | ci | low | Hitachi M-80, GC-CI-B, LOW
unknown | m 60 | unknown | unknown | ci | low | Hitachi M-60, GC-CI-B, LOW
unknown | m 60 | unknown | b | unknown | low | Hitachi M-60, GC-UNKNOWN-B, LOW
unknown | m 80 | unknown | b | unknown | low | Hitachi M-80, GC-UNKNOWN-B, LOW
hitachi | m 80 | gc | unknown | unknown | low | Hitachi M-80, GC-UNKNOWN-B, LOW
hitachi | m 60 | gc | unknown | unknown | low | Hitachi M-60, GC-UNKNOWN-B, LOW
hitachi | m 60 | unknown | b | ci | unknown | Hitachi M-60, GC-CI-B, UNKNOWN
hitachi | m 80 | unknown | b | ci | unknown | Hitachi M-80, GC-CI-B, UNKNOWN
hitachi | m 80 | gc | unknown | ci | unknown | Hitachi M-80, GC-CI-B, UNKNOWN
hitachi | m 60 | gc | unknown | ci | unknown | Hitachi M-60, GC-CI-B, UNKNOWN
hitachi | m 60 | gc | b | unknown | unknown | Hitachi M-60, GC-UNKNOWN-B, UNKNOWN
hitachi | m 80 | gc | b | unknown | unknown | Hitachi M-80, GC-UNKNOWN-B, UNKNOWN
hitachi | m 80 | unknown | b | unknown | low | Hitachi M-80, GC-UNKNOWN-B, LOW
hitachi | m 60 | unknown | b | unknown | low | Hitachi M-60, GC-UNKNOWN-B, LOW
hitachi | m 60 | unknown | unknown | ci | low | Hitachi M-60, GC-CI-B, LOW
hitachi | m 80 | unknown | unknown | ci | low | Hitachi M-80, GC-CI-B, LOW
hitachi | m 60 | unknown | b | ci | low | Hitachi M-60, GC-CI-B, LOW
hitachi | m 80 | unknown | b | ci | low | Hitachi M-80, GC-CI-B, LOW
hitachi | m 80 | gc | b | ci | unknown | Hitachi M-80, GC-CI-B, UNKNOWN
hitachi | m 60 | gc | b | ci | unknown | Hitachi M-60, GC-CI-B, UNKNOWN
unknown | m 80 | gc | unknown | ci | low | Hitachi M-80, GC-CI-B, LOW
unknown | m 60 | gc | unknown | ci | low | Hitachi M-60, GC-CI-B, LOW
unknown | m 60 | unknown | b | ci | low | Hitachi M-60, GC-CI-B, LOW
unknown | m 80 | unknown | b | ci | low | Hitachi M-80, GC-CI-B, LOW
unknown | m 80 | gc | b | ci | unknown | Hitachi M-80, GC-CI-B, UNKNOWN
unknown | m 60 | gc | b | ci | unknown | Hitachi M-60, GC-CI-B, UNKNOWN
unknown | m 60 | gc | b | unknown | low | Hitachi M-60, GC-UNKNOWN-B, LOW
unknown | m 80 | gc | b | unknown | low | Hitachi M-80, GC-UNKNOWN-B, LOW
hitachi | m 80 | gc | b | unknown | low | Hitachi M-80, GC-UNKNOWN-B, LOW
hitachi | m 60 | gc | b | unknown | low | Hitachi M-60, GC-UNKNOWN-B, LOW
hitachi | m 60 | gc | unknown | ci | low | Hitachi M-60, GC-CI-B, LOW
hitachi | m 80 | gc | unknown | ci | low | Hitachi M-80, GC-CI-B, LOW
hitachi | m 80 | gc | b | ci | low | Hitachi M-80, GC-CI-B, LOW
hitachi | m 60 | gc | b | ci | low | Hitachi M-60, GC-CI-B, LOW
unknown | m 60 | gc | b | ci | low | Hitachi M-60, GC-CI-B, LOW
unknown | m 80 | gc | b | ci | low | Hitachi M-80, GC-CI-B, LOW
unknown | m 80 | gc | unknown | ci | unknown | Hitachi M-80, GC-CI-B, UNKNOWN
unknown | m 60 | gc | unknown | ci | unknown | Hitachi M-60, GC-CI-B, UNKNOWN
unknown | m 60 | gc | b | unknown | unknown | Hitachi M-60, GC-UNKNOWN-B, UNKNOWN
unknown | m 80 | gc | b | unknown | unknown | Hitachi M-80, GC-UNKNOWN-B, UNKNOWN
hitachi | m 80 | unknown | b | unknown | unknown | Hitachi M-80, GC-UNKNOWN-B, UNKNOWN
hitachi | m 60 | unknown | b | unknown | unknown | Hitachi M-60, GC-UNKNOWN-B, UNKNOWN
hitachi | m 60 | gc | unknown | unknown | unknown | Hitachi M-60, GC-UNKNOWN-B, UNKNOWN
hitachi | m 80 | gc | unknown | unknown | unknown | Hitachi M-80, GC-UNKNOWN-B, UNKNOWN
hitachi | m 80 | unknown | unknown | ci | unknown | Hitachi M-80, GC-CI-B, UNKNOWN
hitachi | m 60 | unknown | unknown | ci | unknown | Hitachi M-60, GC-CI-B, UNKNOWN
hitachi | m 60 | unknown | unknown | unknown | low | Hitachi M-60, GC-UNKNOWN-B, LOW
hitachi | m 80 | unknown | unknown | unknown | low | Hitachi M-80, GC-UNKNOWN-B, LOW
unknown | m 80 | unknown | unknown | unknown | low | Hitachi M-80, GC-UNKNOWN-B, LOW
unknown | m 60 | unknown | unknown | unknown | low | Hitachi M-60, GC-UNKNOWN-B, LOW
unknown | m 60 | unknown | unknown | ci | unknown | Hitachi M-60, GC-CI-B, UNKNOWN
unknown | m 80 | unknown | unknown | ci | unknown | Hitachi M-80, GC-CI-B, UNKNOWN
unknown | m 80 | unknown | b | unknown | unknown | Hitachi M-80, GC-UNKNOWN-B, UNKNOWN
unknown | m 60 | unknown | b | unknown | unknown | Hitachi M-60, GC-UNKNOWN-B, UNKNOWN
unknown | m 60 | gc | unknown | unknown | unknown | Hitachi M-60, GC-UNKNOWN-B, UNKNOWN
unknown | m 80 | gc | unknown | unknown | unknown | Hitachi M-80, GC-UNKNOWN-B, UNKNOWN
hitachi | m 60 | unknown | unknown | unknown | unknown | Hitachi M-60, GC-UNKNOWN-B, UNKNOWN
hitachi | m 80 | unknown | unknown | unknown | unknown | Hitachi M-80, GC-UNKNOWN-B, UNKNOWN
unknown | m 80 | unknown | unknown | unknown | unknown | Hitachi M-80, GC-UNKNOWN-B, UNKNOWN
unknown | m 60 | unknown | unknown | unknown | unknown | Hitachi M-60, GC-UNKNOWN-B, UNKNOWN
unknown | micromass quatro micro api | lc | qq | unknown | low | Waters Micromass Quatro Micro API, LC-UNKNOWN-QQ, LOW
waters | micromass quatro micro api | unknown | unknown | esi | low | Waters Micromass Quatro Micro API, LC-ESI-QQ, LOW
waters | micromass quatro micro api | unknown | unknown | unknown | unknown | Waters Micromass Quatro Micro API, LC-UNKNOWN-QQ, UNKNOWN
unknown | micromass quatro micro api | lc | qq | esi | low | Waters Micromass Quatro Micro API, LC-ESI-QQ, LOW
waters | micromass quatro micro api | unknown | qq | esi | unknown | Waters Micromass Quatro Micro API, LC-ESI-QQ, UNKNOWN
waters | micromass quatro micro api | lc | unknown | unknown | low | Waters Micromass Quatro Micro API, LC-UNKNOWN-QQ, LOW
waters | micromass quatro micro api | unknown | qq | unknown | low | Waters Micromass Quatro Micro API, LC-UNKNOWN-QQ, LOW
unknown | micromass quatro micro api | lc | unknown | esi | low | Waters Micromass Quatro Micro API, LC-ESI-QQ, LOW
waters | micromass quatro micro api | lc | qq | unknown | unknown | Waters Micromass Quatro Micro API, LC-UNKNOWN-QQ, UNKNOWN
unknown | micromass quatro micro api | unknown | unknown | esi | low | Waters Micromass Quatro Micro API, LC-ESI-QQ, LOW
unknown | micromass quatro micro api | unknown | qq | esi | unknown | Waters Micromass Quatro Micro API, LC-ESI-QQ, UNKNOWN
unknown | micromass quatro micro api | unknown | qq | unknown | low | Waters Micromass Quatro Micro API, LC-UNKNOWN-QQ, LOW
unknown | micromass quatro micro api | lc | unknown | unknown | unknown | Waters Micromass Quatro Micro API, LC-UNKNOWN-QQ, UNKNOWN
waters | micromass quatro micro api | lc | unknown | esi | unknown | Waters Micromass Quatro Micro API, LC-ESI-QQ, UNKNOWN
unknown | micromass quatro micro api | unknown | qq | unknown | unknown | Waters Micromass Quatro Micro API, LC-UNKNOWN-QQ, UNKNOWN
unknown | micromass quatro micro api | unknown | qq | esi | low | Waters Micromass Quatro Micro API, LC-ESI-QQ, LOW
waters | micromass quatro micro api | lc | unknown | esi | low | Waters Micromass Quatro Micro API, LC-ESI-QQ, LOW
waters | micromass quatro micro api | unknown | unknown | esi | unknown | Waters Micromass Quatro Micro API, LC-ESI-QQ, UNKNOWN
waters | micromass quatro micro api | unknown | qq | esi | low | Waters Micromass Quatro Micro API, LC-ESI-QQ, LOW
waters | micromass quatro micro api | lc | unknown | unknown | unknown | Waters Micromass Quatro Micro API, LC-UNKNOWN-QQ, UNKNOWN
unknown | micromass quatro micro api | lc | qq | esi | unknown | Waters Micromass Quatro Micro API, LC-ESI-QQ, UNKNOWN
unknown | micromass quatro micro api | unknown | unknown | unknown | unknown | Waters Micromass Quatro Micro API, LC-UNKNOWN-QQ, UNKNOWN
waters | micromass quatro micro api | lc | qq | esi | low | Waters Micromass Quatro Micro API, LC-ESI-QQ, LOW
waters | micromass quatro micro api | unknown | qq | unknown | unknown | Waters Micromass Quatro Micro API, LC-UNKNOWN-QQ, UNKNOWN
unknown | micromass quatro micro api | lc | unknown | esi | unknown | Waters Micromass Quatro Micro API, LC-ESI-QQ, UNKNOWN
waters | micromass quatro micro api | lc | qq | unknown | low | Waters Micromass Quatro Micro API, LC-UNKNOWN-QQ, LOW
waters | micromass quatro micro api | unknown | unknown | unknown | low | Waters Micromass Quatro Micro API, LC-UNKNOWN-QQ, LOW
unknown | micromass quatro micro api | lc | qq | unknown | unknown | Waters Micromass Quatro Micro API, LC-UNKNOWN-QQ, UNKNOWN
unknown | micromass quatro micro api | unknown | unknown | unknown | low | Waters Micromass Quatro Micro API, LC-UNKNOWN-QQ, LOW
unknown | micromass quatro micro api | unknown | unknown | esi | unknown | Waters Micromass Quatro Micro API, LC-ESI-QQ, UNKNOWN
unknown | micromass quatro micro api | lc | unknown | unknown | low | Waters Micromass Quatro Micro API, LC-UNKNOWN-QQ, LOW
waters | micromass quatro micro api | lc | qq | esi | unknown | Waters Micromass Quatro Micro API, LC-ESI-QQ, UNKNOWN
unknown | micromass quattro premier | unknown | qq | esi | unknown | Waters Micromass Quattro Premier, LC-ESI-QQ, UNKNOWN
unknown | micromass quattro premier | unknown | qq | unknown | low | Waters Micromass Quattro Premier, LC-UNKNOWN-QQ, LOW
waters | micromass quattro premier | lc | qq | unknown | unknown | Waters Micromass Quattro Premier, LC-UNKNOWN-QQ, UNKNOWN
unknown | micromass quattro premier | unknown | unknown | esi | low | Waters Micromass Quattro Premier, LC-ESI-QQ, LOW
unknown | micromass quattro premier | unknown | qq | esi | low | Waters Micromass Quattro Premier, LC-ESI-QQ, LOW
waters | micromass quattro premier | lc | unknown | unknown | low | Waters Micromass Quattro Premier, LC-UNKNOWN-QQ, LOW
unknown | micromass quattro premier | unknown | qq | unknown | unknown | Waters Micromass Quattro Premier, LC-UNKNOWN-QQ, UNKNOWN
waters | micromass quattro premier | lc | unknown | esi | unknown | Waters Micromass Quattro Premier, LC-ESI-QQ, UNKNOWN
unknown | micromass quattro premier | lc | qq | esi | low | Waters Micromass Quattro Premier, LC-ESI-QQ, LOW
unknown | micromass quattro premier | lc | unknown | unknown | unknown | Waters Micromass Quattro Premier, LC-UNKNOWN-QQ, UNKNOWN
unknown | micromass quattro premier | lc | qq | esi | unknown | Waters Micromass Quattro Premier, LC-ESI-QQ, UNKNOWN
unknown | micromass quattro premier | lc | qq | unknown | low | Waters Micromass Quattro Premier, LC-UNKNOWN-QQ, LOW
unknown | micromass quattro premier | lc | unknown | esi | low | Waters Micromass Quattro Premier, LC-ESI-QQ, LOW
waters | micromass quattro premier | unknown | unknown | esi | low | Waters Micromass Quattro Premier, LC-ESI-QQ, LOW
waters | micromass quattro premier | unknown | qq | unknown | low | Waters Micromass Quattro Premier, LC-UNKNOWN-QQ, LOW
waters | micromass quattro premier | unknown | qq | esi | unknown | Waters Micromass Quattro Premier, LC-ESI-QQ, UNKNOWN
waters | micromass quattro premier | unknown | unknown | unknown | low | Waters Micromass Quattro Premier, LC-UNKNOWN-QQ, LOW
unknown | micromass quattro premier | lc | qq | unknown | unknown | Waters Micromass Quattro Premier, LC-UNKNOWN-QQ, UNKNOWN
unknown | micromass quattro premier | lc | unknown | esi | unknown | Waters Micromass Quattro Premier, LC-ESI-QQ, UNKNOWN
waters | micromass quattro premier | lc | qq | unknown | low | Waters Micromass Quattro Premier, LC-UNKNOWN-QQ, LOW
unknown | micromass quattro premier | lc | unknown | unknown | low | Waters Micromass Quattro Premier, LC-UNKNOWN-QQ, LOW
waters | micromass quattro premier | lc | qq | esi | unknown | Waters Micromass Quattro Premier, LC-ESI-QQ, UNKNOWN
unknown | micromass quattro premier | unknown | unknown | unknown | low | Waters Micromass Quattro Premier, LC-UNKNOWN-QQ, LOW
unknown | micromass quattro premier | unknown | unknown | esi | unknown | Waters Micromass Quattro Premier, LC-ESI-QQ, UNKNOWN
waters | micromass quattro premier | unknown | unknown | esi | unknown | Waters Micromass Quattro Premier, LC-ESI-QQ, UNKNOWN
waters | micromass quattro premier | lc | unknown | unknown | unknown | Waters Micromass Quattro Premier, LC-UNKNOWN-QQ, UNKNOWN
waters | micromass quattro premier | unknown | qq | esi | low | Waters Micromass Quattro Premier, LC-ESI-QQ, LOW
waters | micromass quattro premier | lc | unknown | esi | low | Waters Micromass Quattro Premier, LC-ESI-QQ, LOW
waters | micromass quattro premier | lc | qq | esi | low | Waters Micromass Quattro Premier, LC-ESI-QQ, LOW
waters | micromass quattro premier | unknown | qq | unknown | unknown | Waters Micromass Quattro Premier, LC-UNKNOWN-QQ, UNKNOWN
waters | micromass quattro premier | unknown | unknown | unknown | unknown | Waters Micromass Quattro Premier, LC-UNKNOWN-QQ, UNKNOWN
unknown | micromass quattro premier | unknown | unknown | unknown | unknown | Waters Micromass Quattro Premier, LC-UNKNOWN-QQ, UNKNOWN
unknown | micromass quattro ultima | unknown | unknown | unknown | unknown | Waters Micromass Quattro Ultima, LC-UNKNOWN-QQ, UNKNOWN
waters | micromass quattro ultima | unknown | unknown | unknown | unknown | Waters Micromass Quattro Ultima, LC-UNKNOWN-QQ, UNKNOWN
waters | micromass quattro ultima | lc | qq | esi | low | Waters Micromass Quattro Ultima, LC-ESI-QQ, LOW
unknown | micromass quattro ultima | lc | qq | unknown | low | Waters Micromass Quattro Ultima, LC-UNKNOWN-QQ, LOW
waters | micromass quattro ultima | unknown | qq | unknown | unknown | Waters Micromass Quattro Ultima, LC-UNKNOWN-QQ, UNKNOWN
waters | micromass quattro ultima | unknown | qq | esi | low | Waters Micromass Quattro Ultima, LC-ESI-QQ, LOW
waters | micromass quattro ultima | lc | unknown | unknown | unknown | Waters Micromass Quattro Ultima, LC-UNKNOWN-QQ, UNKNOWN
waters | micromass quattro ultima | lc | qq | unknown | low | Waters Micromass Quattro Ultima, LC-UNKNOWN-QQ, LOW
unknown | micromass quattro ultima | lc | qq | unknown | unknown | Waters Micromass Quattro Ultima, LC-UNKNOWN-QQ, UNKNOWN
unknown | micromass quattro ultima | lc | unknown | esi | unknown | Waters Micromass Quattro Ultima, LC-ESI-QQ, UNKNOWN
unknown | micromass quattro ultima | unknown | unknown | unknown | low | Waters Micromass Quattro Ultima, LC-UNKNOWN-QQ, LOW
waters | micromass quattro ultima | unknown | unknown | unknown | low | Waters Micromass Quattro Ultima, LC-UNKNOWN-QQ, LOW
waters | micromass quattro ultima | lc | unknown | esi | low | Waters Micromass Quattro Ultima, LC-ESI-QQ, LOW
waters | micromass quattro ultima | unknown | unknown | esi | unknown | Waters Micromass Quattro Ultima, LC-ESI-QQ, UNKNOWN
unknown | micromass quattro ultima | lc | unknown | unknown | unknown | Waters Micromass Quattro Ultima, LC-UNKNOWN-QQ, UNKNOWN
unknown | micromass quattro ultima | lc | qq | esi | unknown | Waters Micromass Quattro Ultima, LC-ESI-QQ, UNKNOWN
unknown | micromass quattro ultima | unknown | unknown | esi | unknown | Waters Micromass Quattro Ultima, LC-ESI-QQ, UNKNOWN
unknown | micromass quattro ultima | unknown | qq | esi | low | Waters Micromass Quattro Ultima, LC-ESI-QQ, LOW
waters | micromass quattro ultima | lc | unknown | unknown | low | Waters Micromass Quattro Ultima, LC-UNKNOWN-QQ, LOW
waters | micromass quattro ultima | unknown | qq | esi | unknown | Waters Micromass Quattro Ultima, LC-ESI-QQ, UNKNOWN
waters | micromass quattro ultima | unknown | qq | unknown | low | Waters Micromass Quattro Ultima, LC-UNKNOWN-QQ, LOW
unknown | micromass quattro ultima | lc | qq | esi | low | Waters Micromass Quattro Ultima, LC-ESI-QQ, LOW
waters | micromass quattro ultima | unknown | unknown | esi | low | Waters Micromass Quattro Ultima, LC-ESI-QQ, LOW
unknown | micromass quattro ultima | lc | unknown | esi | low | Waters Micromass Quattro Ultima, LC-ESI-QQ, LOW
unknown | micromass quattro ultima | unknown | unknown | esi | low | Waters Micromass Quattro Ultima, LC-ESI-QQ, LOW
waters | micromass quattro ultima | lc | qq | unknown | unknown | Waters Micromass Quattro Ultima, LC-UNKNOWN-QQ, UNKNOWN
unknown | micromass quattro ultima | unknown | qq | unknown | unknown | Waters Micromass Quattro Ultima, LC-UNKNOWN-QQ, UNKNOWN
waters | micromass quattro ultima | lc | unknown | esi | unknown | Waters Micromass Quattro Ultima, LC-ESI-QQ, UNKNOWN
unknown | micromass quattro ultima | unknown | qq | esi | unknown | Waters Micromass Quattro Ultima, LC-ESI-QQ, UNKNOWN
waters | micromass quattro ultima | lc | qq | esi | unknown | Waters Micromass Quattro Ultima, LC-ESI-QQ, UNKNOWN
unknown | micromass quattro ultima | unknown | qq | unknown | low | Waters Micromass Quattro Ultima, LC-UNKNOWN-QQ, LOW
unknown | micromass quattro ultima | lc | unknown | unknown | low | Waters Micromass Quattro Ultima, LC-UNKNOWN-QQ, LOW
unknown | micromass quattro micro | unknown | qqq | unknown | low | Waters Micromass Quattro Micro, LC-UNKNOWN-QQQ, LOW
waters | micromass quattro micro | lc | qqq | esi | unknown | Waters Micromass Quattro Micro, LC-ESI-QQQ, UNKNOWN
unknown | micromass quattro micro | lc | unknown | unknown | low | Waters Micromass Quattro Micro, LC-UNKNOWN-QQQ, LOW
unknown | micromass quattro micro | unknown | qqq | esi | unknown | Waters Micromass Quattro Micro, LC-ESI-QQQ, UNKNOWN
waters | micromass quattro micro | lc | unknown | esi | unknown | Waters Micromass Quattro Micro, LC-ESI-QQQ, UNKNOWN
unknown | micromass quattro micro | unknown | qqq | unknown | unknown | Waters Micromass Quattro Micro, LC-UNKNOWN-QQQ, UNKNOWN
waters | micromass quattro micro | lc | qqq | unknown | unknown | Waters Micromass Quattro Micro, LC-UNKNOWN-QQQ, UNKNOWN
unknown | micromass quattro micro | unknown | unknown | esi | low | Waters Micromass Quattro Micro, LC-ESI-QQQ, LOW
waters | micromass quattro micro | unknown | qqq | esi | unknown | Waters Micromass Quattro Micro, LC-ESI-QQQ, UNKNOWN
waters | micromass quattro micro | unknown | qqq | unknown | low | Waters Micromass Quattro Micro, LC-UNKNOWN-QQQ, LOW
waters | micromass quattro micro | unknown | unknown | esi | low | Waters Micromass Quattro Micro, LC-ESI-QQQ, LOW
unknown | micromass quattro micro | lc | qqq | esi | low | Waters Micromass Quattro Micro, LC-ESI-QQQ, LOW
waters | micromass quattro micro | lc | unknown | unknown | low | Waters Micromass Quattro Micro, LC-UNKNOWN-QQQ, LOW
unknown | micromass quattro micro | unknown | qqq | esi | low | Waters Micromass Quattro Micro, LC-ESI-QQQ, LOW
waters | micromass quattro micro | unknown | unknown | unknown | unknown | Waters Micromass Quattro Micro, LC-UNKNOWN-QQQ, UNKNOWN
waters | micromass quattro micro | lc | qqq | esi | low | Waters Micromass Quattro Micro, LC-ESI-QQQ, LOW
waters | micromass quattro micro | unknown | unknown | esi | unknown | Waters Micromass Quattro Micro, LC-ESI-QQQ, UNKNOWN
waters | micromass quattro micro | unknown | qqq | esi | low | Waters Micromass Quattro Micro, LC-ESI-QQQ, LOW
waters | micromass quattro micro | lc | unknown | unknown | unknown | Waters Micromass Quattro Micro, LC-UNKNOWN-QQQ, UNKNOWN
waters | micromass quattro micro | unknown | unknown | unknown | low | Waters Micromass Quattro Micro, LC-UNKNOWN-QQQ, LOW
waters | micromass quattro micro | lc | qqq | unknown | low | Waters Micromass Quattro Micro, LC-UNKNOWN-QQQ, LOW
unknown | micromass quattro micro | lc | unknown | esi | unknown | Waters Micromass Quattro Micro, LC-ESI-QQQ, UNKNOWN
waters | micromass quattro micro | lc | unknown | esi | low | Waters Micromass Quattro Micro, LC-ESI-QQQ, LOW
unknown | micromass quattro micro | unknown | unknown | unknown | unknown | Waters Micromass Quattro Micro, LC-UNKNOWN-QQQ, UNKNOWN
waters | micromass quattro micro | unknown | qqq | unknown | unknown | Waters Micromass Quattro Micro, LC-UNKNOWN-QQQ, UNKNOWN
unknown | micromass quattro micro | unknown | unknown | unknown | low | Waters Micromass Quattro Micro, LC-UNKNOWN-QQQ, LOW
unknown | micromass quattro micro | lc | qqq | unknown | unknown | Waters Micromass Quattro Micro, LC-UNKNOWN-QQQ, UNKNOWN
unknown | micromass quattro micro | unknown | unknown | esi | unknown | Waters Micromass Quattro Micro, LC-ESI-QQQ, UNKNOWN
unknown | micromass quattro micro | lc | unknown | esi | low | Waters Micromass Quattro Micro, LC-ESI-QQQ, LOW
unknown | micromass quattro micro | lc | qqq | esi | unknown | Waters Micromass Quattro Micro, LC-ESI-QQQ, UNKNOWN
unknown | micromass quattro micro | lc | qqq | unknown | low | Waters Micromass Quattro Micro, LC-UNKNOWN-QQQ, LOW
unknown | micromass quattro micro | lc | unknown | unknown | unknown | Waters Micromass Quattro Micro, LC-UNKNOWN-QQQ, UNKNOWN
waters | micromass quattro ii | unknown | qqq | esi | low | Waters Micromass Quattro II, LC-ESI-QQQ, LOW
waters | micromass quattro ii | lc | unknown | unknown | unknown | Waters Micromass Quattro II, LC-UNKNOWN-QQQ, UNKNOWN
waters | micromass quattro ii | unknown | unknown | esi | unknown | Waters Micromass Quattro II, LC-ESI-QQQ, UNKNOWN
unknown | micromass quattro ii | unknown | unknown | esi | unknown | Waters Micromass Quattro II, LC-ESI-QQQ, UNKNOWN
waters | micromass quattro ii | unknown | unknown | unknown | low | Waters Micromass Quattro II, LC-UNKNOWN-QQQ, LOW
waters | micromass quattro ii | lc | qqq | unknown | low | Waters Micromass Quattro II, LC-UNKNOWN-QQQ, LOW
unknown | micromass quattro ii | lc | unknown | esi | unknown | Waters Micromass Quattro II, LC-ESI-QQQ, UNKNOWN
unknown | micromass quattro ii | lc | qqq | unknown | unknown | Waters Micromass Quattro II, LC-UNKNOWN-QQQ, UNKNOWN
waters | micromass quattro ii | lc | unknown | esi | low | Waters Micromass Quattro II, LC-ESI-QQQ, LOW
unknown | micromass quattro ii | unknown | unknown | esi | low | Waters Micromass Quattro II, LC-ESI-QQQ, LOW
unknown | micromass quattro ii | unknown | qqq | unknown | unknown | Waters Micromass Quattro II, LC-UNKNOWN-QQQ, UNKNOWN
waters | micromass quattro ii | lc | unknown | esi | unknown | Waters Micromass Quattro II, LC-ESI-QQQ, UNKNOWN
waters | micromass quattro ii | lc | qqq | unknown | unknown | Waters Micromass Quattro II, LC-UNKNOWN-QQQ, UNKNOWN
unknown | micromass quattro ii | lc | unknown | unknown | unknown | Waters Micromass Quattro II, LC-UNKNOWN-QQQ, UNKNOWN
unknown | micromass quattro ii | unknown | unknown | unknown | low | Waters Micromass Quattro II, LC-UNKNOWN-QQQ, LOW
waters | micromass quattro ii | lc | qqq | esi | unknown | Waters Micromass Quattro II, LC-ESI-QQQ, UNKNOWN
unknown | micromass quattro ii | lc | unknown | esi | low | Waters Micromass Quattro II, LC-ESI-QQQ, LOW
waters | micromass quattro ii | lc | unknown | unknown | low | Waters Micromass Quattro II, LC-UNKNOWN-QQQ, LOW
waters | micromass quattro ii | unknown | qqq | unknown | low | Waters Micromass Quattro II, LC-UNKNOWN-QQQ, LOW
waters | micromass quattro ii | unknown | qqq | esi | unknown | Waters Micromass Quattro II, LC-ESI-QQQ, UNKNOWN
unknown | micromass quattro ii | lc | qqq | unknown | low | Waters Micromass Quattro II, LC-UNKNOWN-QQQ, LOW
unknown | micromass quattro ii | lc | qqq | esi | low | Waters Micromass Quattro II, LC-ESI-QQQ, LOW
waters | micromass quattro ii | unknown | unknown | unknown | unknown | Waters Micromass Quattro II, LC-UNKNOWN-QQQ, UNKNOWN
waters | micromass quattro ii | unknown | unknown | esi | low | Waters Micromass Quattro II, LC-ESI-QQQ, LOW
unknown | micromass quattro ii | unknown | qqq | esi | low | Waters Micromass Quattro II, LC-ESI-QQQ, LOW
unknown | micromass quattro ii | unknown | qqq | unknown | low | Waters Micromass Quattro II, LC-UNKNOWN-QQQ, LOW
unknown | micromass quattro ii | unknown | qqq | esi | unknown | Waters Micromass Quattro II, LC-ESI-QQQ, UNKNOWN
unknown | micromass quattro ii | lc | unknown | unknown | low | Waters Micromass Quattro II, LC-UNKNOWN-QQQ, LOW
unknown | micromass quattro ii | lc | qqq | esi | unknown | Waters Micromass Quattro II, LC-ESI-QQQ, UNKNOWN
unknown | micromass quattro ii | unknown | unknown | unknown | unknown | Waters Micromass Quattro II, LC-UNKNOWN-QQQ, UNKNOWN
waters | micromass quattro ii | unknown | qqq | unknown | unknown | Waters Micromass Quattro II, LC-UNKNOWN-QQQ, UNKNOWN
waters | micromass quattro ii | lc | qqq | esi | low | Waters Micromass Quattro II, LC-ESI-QQQ, LOW
unknown | quattro premier xe | lc | qit | esi | unknown | Waters Quattro Premier XE, LC-ESI-QIT, UNKNOWN
waters | fisons vg platform | unknown | unknown | esi | low | Waters Fisons VG Platform, LC-ESI-Q, LOW
unknown | quattro premier xe | lc | qq | esi | low | Waters Quattro Premier XE, LC-ESI-QQ, LOW
unknown | quattro premier xe | lc | qit | esi | low | Waters Quattro Premier XE, LC-ESI-QIT, LOW
waters | fisons vg platform | unknown | q | esi | unknown | Waters Fisons VG Platform, LC-ESI-Q, UNKNOWN
waters | quattro premier xe | unknown | qit | esi | unknown | Waters Quattro Premier XE, LC-ESI-QIT, UNKNOWN
unknown | quattro premier xe | lc | unknown | esi | low | Waters Quattro Premier XE, LC-ESI-QQ, LOW
unknown | quattro premier xe | lc | unknown | esi | low | Waters Quattro Premier XE, LC-ESI-QQ, LOW
unknown | fisons vg platform | lc | unknown | esi | low | Waters Fisons VG Platform, LC-ESI-Q, LOW
waters | quattro premier xe | unknown | qq | esi | unknown | Waters Quattro Premier XE, LC-ESI-QQ, UNKNOWN
unknown | fisons vg platform | unknown | unknown | esi | low | Waters Fisons VG Platform, LC-ESI-Q, LOW
waters | quattro premier xe | lc | qq | unknown | unknown | Waters Quattro Premier XE, LC-UNKNOWN-QQ, UNKNOWN
waters | quattro premier xe | lc | unknown | unknown | low | Waters Quattro Premier XE, LC-UNKNOWN-QQ, LOW
waters | fisons vg platform | lc | unknown | esi | unknown | Waters Fisons VG Platform, LC-ESI-Q, UNKNOWN
unknown | quattro premier xe | lc | qit | unknown | unknown | Waters Quattro Premier XE, LC-UNKNOWN-QIT, UNKNOWN
unknown | quattro premier xe | lc | unknown | esi | unknown | Waters Quattro Premier XE, LC-ESI-QQ, UNKNOWN
unknown | quattro premier xe | lc | qq | unknown | unknown | Waters Quattro Premier XE, LC-UNKNOWN-QQ, UNKNOWN
waters | fisons vg platform | lc | q | unknown | low | Waters Fisons VG Platform, LC-UNKNOWN-Q, LOW
waters | quattro premier xe | unknown | qit | esi | low | Waters Quattro Premier XE, LC-ESI-QIT, LOW
waters | quattro premier xe | unknown | qq | esi | low | Waters Quattro Premier XE, LC-ESI-QQ, LOW
waters | quattro premier xe | unknown | unknown | esi | unknown | Waters Quattro Premier XE, LC-ESI-QQ, UNKNOWN
waters | fisons vg platform | lc | unknown | unknown | unknown | Waters Fisons VG Platform, LC-UNKNOWN-Q, UNKNOWN
waters | fisons vg platform | unknown | unknown | esi | unknown | Waters Fisons VG Platform, LC-ESI-Q, UNKNOWN
waters | quattro premier xe | unknown | qq | unknown | unknown | Waters Quattro Premier XE, LC-UNKNOWN-QQ, UNKNOWN
waters | quattro premier xe | unknown | unknown | unknown | low | Waters Quattro Premier XE, LC-UNKNOWN-QQ, LOW
waters | fisons vg platform | lc | unknown | esi | low | Waters Fisons VG Platform, LC-ESI-Q, LOW
waters | quattro premier xe | lc | unknown | esi | low | Waters Quattro Premier XE, LC-ESI-QQ, LOW
unknown | fisons vg platform | lc | q | unknown | unknown | Waters Fisons VG Platform, LC-UNKNOWN-Q, UNKNOWN
unknown | quattro premier xe | lc | unknown | esi | unknown | Waters Quattro Premier XE, LC-ESI-QQ, UNKNOWN
unknown | fisons vg platform | lc | unknown | esi | unknown | Waters Fisons VG Platform, LC-ESI-Q, UNKNOWN
unknown | fisons vg platform | unknown | unknown | esi | unknown | Waters Fisons VG Platform, LC-ESI-Q, UNKNOWN
unknown | quattro premier xe | unknown | unknown | unknown | low | Waters Quattro Premier XE, LC-UNKNOWN-QQ, LOW
waters | quattro premier xe | lc | unknown | unknown | unknown | Waters Quattro Premier XE, LC-UNKNOWN-QQ, UNKNOWN
waters | quattro premier xe | unknown | unknown | esi | unknown | Waters Quattro Premier XE, LC-ESI-QQ, UNKNOWN
waters | fisons vg platform | unknown | q | esi | low | Waters Fisons VG Platform, LC-ESI-Q, LOW
waters | quattro premier xe | unknown | unknown | unknown | low | Waters Quattro Premier XE, LC-UNKNOWN-QQ, LOW
unknown | fisons vg platform | lc | q | esi | low | Waters Fisons VG Platform, LC-ESI-Q, LOW
unknown | fisons vg platform | unknown | unknown | unknown | unknown | Waters Fisons VG Platform, LC-UNKNOWN-Q, UNKNOWN
waters | quattro premier xe | unknown | unknown | unknown | unknown | Waters Quattro Premier XE, LC-UNKNOWN-QQ, UNKNOWN
waters | quattro premier xe | lc | qq | esi | low | Waters Quattro Premier XE, LC-ESI-QQ, LOW
waters | fisons vg platform | unknown | q | unknown | unknown | Waters Fisons VG Platform, LC-UNKNOWN-Q, UNKNOWN
waters | quattro premier xe | unknown | qit | unknown | unknown | Waters Quattro Premier XE, LC-UNKNOWN-QIT, UNKNOWN
waters | fisons vg platform | lc | q | esi | low | Waters Fisons VG Platform, LC-ESI-Q, LOW
waters | quattro premier xe | lc | unknown | esi | low | Waters Quattro Premier XE, LC-ESI-QQ, LOW
waters | quattro premier xe | lc | qq | unknown | low | Waters Quattro Premier XE, LC-UNKNOWN-QQ, LOW
waters | quattro premier xe | unknown | unknown | unknown | unknown | Waters Quattro Premier XE, LC-UNKNOWN-QQ, UNKNOWN
unknown | quattro premier xe | unknown | unknown | unknown | unknown | Waters Quattro Premier XE, LC-UNKNOWN-QQ, UNKNOWN
unknown | quattro premier xe | unknown | unknown | unknown | unknown | Waters Quattro Premier XE, LC-UNKNOWN-QQ, UNKNOWN
waters | quattro premier xe | lc | qit | esi | low | Waters Quattro Premier XE, LC-ESI-QIT, LOW
unknown | quattro premier xe | lc | qq | unknown | low | Waters Quattro Premier XE, LC-UNKNOWN-QQ, LOW
unknown | quattro premier xe | lc | qit | unknown | low | Waters Quattro Premier XE, LC-UNKNOWN-QIT, LOW
unknown | fisons vg platform | lc | q | esi | unknown | Waters Fisons VG Platform, LC-ESI-Q, UNKNOWN
unknown | quattro premier xe | unknown | unknown | unknown | low | Waters Quattro Premier XE, LC-UNKNOWN-QQ, LOW
waters | quattro premier xe | lc | qit | unknown | low | Waters Quattro Premier XE, LC-UNKNOWN-QIT, LOW
waters | fisons vg platform | unknown | unknown | unknown | low | Waters Fisons VG Platform, LC-UNKNOWN-Q, LOW
waters | quattro premier xe | lc | unknown | esi | unknown | Waters Quattro Premier XE, LC-ESI-QQ, UNKNOWN
unknown | quattro premier xe | unknown | qit | unknown | unknown | Waters Quattro Premier XE, LC-UNKNOWN-QIT, UNKNOWN
unknown | quattro premier xe | unknown | qq | unknown | unknown | Waters Quattro Premier XE, LC-UNKNOWN-QQ, UNKNOWN
waters | quattro premier xe | lc | qq | esi | unknown | Waters Quattro Premier XE, LC-ESI-QQ, UNKNOWN
waters | quattro premier xe | lc | qit | esi | unknown | Waters Quattro Premier XE, LC-ESI-QIT, UNKNOWN
unknown | quattro premier xe | unknown | qit | unknown | low | Waters Quattro Premier XE, LC-UNKNOWN-QIT, LOW
unknown | quattro premier xe | unknown | qq | esi | unknown | Waters Quattro Premier XE, LC-ESI-QQ, UNKNOWN
unknown | quattro premier xe | lc | unknown | unknown | low | Waters Quattro Premier XE, LC-UNKNOWN-QQ, LOW
unknown | fisons vg platform | unknown | unknown | unknown | low | Waters Fisons VG Platform, LC-UNKNOWN-Q, LOW
unknown | quattro premier xe | lc | qq | esi | unknown | Waters Quattro Premier XE, LC-ESI-QQ, UNKNOWN
unknown | fisons vg platform | lc | q | unknown | low | Waters Fisons VG Platform, LC-UNKNOWN-Q, LOW
unknown | quattro premier xe | lc | unknown | unknown | unknown | Waters Quattro Premier XE, LC-UNKNOWN-QQ, UNKNOWN
unknown | quattro premier xe | lc | unknown | unknown | unknown | Waters Quattro Premier XE, LC-UNKNOWN-QQ, UNKNOWN
waters | quattro premier xe | unknown | unknown | esi | low | Waters Quattro Premier XE, LC-ESI-QQ, LOW
waters | fisons vg platform | unknown | q | unknown | low | Waters Fisons VG Platform, LC-UNKNOWN-Q, LOW
waters | quattro premier xe | unknown | unknown | esi | low | Waters Quattro Premier XE, LC-ESI-QQ, LOW
waters | fisons vg platform | unknown | unknown | unknown | unknown | Waters Fisons VG Platform, LC-UNKNOWN-Q, UNKNOWN
waters | fisons vg platform | lc | unknown | unknown | low | Waters Fisons VG Platform, LC-UNKNOWN-Q, LOW
unknown | fisons vg platform | unknown | q | esi | low | Waters Fisons VG Platform, LC-ESI-Q, LOW
unknown | quattro premier xe | unknown | unknown | esi | unknown | Waters Quattro Premier XE, LC-ESI-QQ, UNKNOWN
waters | quattro premier xe | lc | unknown | unknown | low | Waters Quattro Premier XE, LC-UNKNOWN-QQ, LOW
waters | quattro premier xe | unknown | qq | unknown | low | Waters Quattro Premier XE, LC-UNKNOWN-QQ, LOW
waters | quattro premier xe | unknown | qit | unknown | low | Waters Quattro Premier XE, LC-UNKNOWN-QIT, LOW
unknown | fisons vg platform | lc | unknown | unknown | unknown | Waters Fisons VG Platform, LC-UNKNOWN-Q, UNKNOWN
unknown | fisons vg platform | unknown | q | unknown | unknown | Waters Fisons VG Platform, LC-UNKNOWN-Q, UNKNOWN
unknown | quattro premier xe | unknown | unknown | esi | low | Waters Quattro Premier XE, LC-ESI-QQ, LOW
unknown | quattro premier xe | unknown | unknown | esi | low | Waters Quattro Premier XE, LC-ESI-QQ, LOW
waters | fisons vg platform | lc | q | unknown | unknown | Waters Fisons VG Platform, LC-UNKNOWN-Q, UNKNOWN
unknown | fisons vg platform | lc | unknown | unknown | low | Waters Fisons VG Platform, LC-UNKNOWN-Q, LOW
waters | fisons vg platform | lc | q | esi | unknown | Waters Fisons VG Platform, LC-ESI-Q, UNKNOWN
waters | quattro premier xe | lc | unknown | unknown | unknown | Waters Quattro Premier XE, LC-UNKNOWN-QQ, UNKNOWN
unknown | quattro premier xe | lc | unknown | unknown | low | Waters Quattro Premier XE, LC-UNKNOWN-QQ, LOW
unknown | quattro premier xe | unknown | qit | esi | unknown | Waters Quattro Premier XE, LC-ESI-QIT, UNKNOWN
unknown | fisons vg platform | unknown | q | unknown | low | Waters Fisons VG Platform, LC-UNKNOWN-Q, LOW
unknown | quattro premier xe | unknown | qq | unknown | low | Waters Quattro Premier XE, LC-UNKNOWN-QQ, LOW
unknown | fisons vg platform | unknown | q | esi | unknown | Waters Fisons VG Platform, LC-ESI-Q, UNKNOWN
waters | quattro premier xe | lc | qit | unknown | unknown | Waters Quattro Premier XE, LC-UNKNOWN-QIT, UNKNOWN
waters | quattro premier xe | lc | unknown | esi | unknown | Waters Quattro Premier XE, LC-ESI-QQ, UNKNOWN
unknown | quattro premier xe | unknown | qit | esi | low | Waters Quattro Premier XE, LC-ESI-QIT, LOW
unknown | quattro premier xe | unknown | qq | esi | low | Waters Quattro Premier XE, LC-ESI-QQ, LOW
unknown | quattro premier xe | unknown | unknown | esi | unknown | Waters Quattro Premier XE, LC-ESI-QQ, UNKNOWN
unknown | micromass qtof ii | unknown | unknown | esi | unknown | Waters Micromass QTOF II, LC-ESI-QTOF, UNKNOWN
unknown | micromass qtof ii | lc | unknown | esi | unknown | Waters Micromass QTOF II, LC-ESI-QTOF, UNKNOWN
waters | micromass qtof ii | unknown | unknown | unknown | high | Waters Micromass QTOF II, LC-UNKNOWN-QTOF, HIGH
unknown | micromass qtof ii | lc | qtof | unknown | unknown | Waters Micromass QTOF II, LC-UNKNOWN-QTOF, UNKNOWN
waters | micromass qtof ii | lc | qtof | unknown | high | Waters Micromass QTOF II, LC-UNKNOWN-QTOF, HIGH
waters | micromass qtof ii | unknown | unknown | esi | unknown | Waters Micromass QTOF II, LC-ESI-QTOF, UNKNOWN
waters | micromass qtof ii | lc | unknown | unknown | unknown | Waters Micromass QTOF II, LC-UNKNOWN-QTOF, UNKNOWN
waters | micromass qtof ii | lc | unknown | esi | high | Waters Micromass QTOF II, LC-ESI-QTOF, HIGH
waters | micromass qtof ii | unknown | qtof | esi | high | Waters Micromass QTOF II, LC-ESI-QTOF, HIGH
unknown | micromass qtof ii | lc | qtof | esi | high | Waters Micromass QTOF II, LC-ESI-QTOF, HIGH
waters | micromass qtof ii | lc | qtof | esi | high | Waters Micromass QTOF II, LC-ESI-QTOF, HIGH
unknown | micromass qtof ii | unknown | unknown | unknown | unknown | Waters Micromass QTOF II, LC-UNKNOWN-QTOF, UNKNOWN
unknown | micromass qtof ii | lc | qtof | esi | unknown | Waters Micromass QTOF II, LC-ESI-QTOF, UNKNOWN
waters | micromass qtof ii | unknown | qtof | unknown | unknown | Waters Micromass QTOF II, LC-UNKNOWN-QTOF, UNKNOWN
unknown | micromass qtof ii | lc | unknown | unknown | high | Waters Micromass QTOF II, LC-UNKNOWN-QTOF, HIGH
unknown | micromass qtof ii | unknown | unknown | unknown | high | Waters Micromass QTOF II, LC-UNKNOWN-QTOF, HIGH
unknown | micromass qtof ii | unknown | qtof | unknown | unknown | Waters Micromass QTOF II, LC-UNKNOWN-QTOF, UNKNOWN
unknown | micromass qtof ii | lc | unknown | unknown | unknown | Waters Micromass QTOF II, LC-UNKNOWN-QTOF, UNKNOWN
waters | micromass qtof ii | lc | unknown | esi | unknown | Waters Micromass QTOF II, LC-ESI-QTOF, UNKNOWN
waters | micromass qtof ii | lc | qtof | unknown | unknown | Waters Micromass QTOF II, LC-UNKNOWN-QTOF, UNKNOWN
unknown | micromass qtof ii | unknown | unknown | esi | high | Waters Micromass QTOF II, LC-ESI-QTOF, HIGH
waters | micromass qtof ii | lc | qtof | esi | unknown | Waters Micromass QTOF II, LC-ESI-QTOF, UNKNOWN
unknown | micromass qtof ii | unknown | qtof | esi | unknown | Waters Micromass QTOF II, LC-ESI-QTOF, UNKNOWN
unknown | micromass qtof ii | unknown | qtof | unknown | high | Waters Micromass QTOF II, LC-UNKNOWN-QTOF, HIGH
unknown | micromass qtof ii | lc | unknown | esi | high | Waters Micromass QTOF II, LC-ESI-QTOF, HIGH
waters | micromass qtof ii | unknown | qtof | esi | unknown | Waters Micromass QTOF II, LC-ESI-QTOF, UNKNOWN
unknown | micromass qtof ii | unknown | qtof | esi | high | Waters Micromass QTOF II, LC-ESI-QTOF, HIGH
waters | micromass qtof ii | lc | unknown | unknown | high | Waters Micromass QTOF II, LC-UNKNOWN-QTOF, HIGH
waters | micromass qtof ii | unknown | unknown | unknown | unknown | Waters Micromass QTOF II, LC-UNKNOWN-QTOF, UNKNOWN
waters | micromass qtof ii | unknown | qtof | unknown | high | Waters Micromass QTOF II, LC-UNKNOWN-QTOF, HIGH
waters | micromass qtof ii | unknown | unknown | esi | high | Waters Micromass QTOF II, LC-ESI-QTOF, HIGH
unknown | micromass qtof ii | lc | qtof | unknown | high | Waters Micromass QTOF II, LC-UNKNOWN-QTOF, HIGH
waters | xevo tqs micro | unknown | qq | esi | unknown | Waters Xevo TQS Micro, LC-ESI-QQ, UNKNOWN
waters | xevo tqs micro | unknown | unknown | unknown | unknown | Waters Xevo TQS Micro, LC-UNKNOWN-QQ, UNKNOWN
unknown | xevo tqs micro | lc | unknown | esi | unknown | Waters Xevo TQS Micro, LC-ESI-QQ, UNKNOWN
waters | xevo tqs micro | lc | unknown | unknown | unknown | Waters Xevo TQS Micro, LC-UNKNOWN-QQ, UNKNOWN
waters | xevo tqs micro | unknown | unknown | esi | unknown | Waters Xevo TQS Micro, LC-ESI-QQ, UNKNOWN
unknown | xevo tqs micro | unknown | qq | esi | low | Waters Xevo TQS Micro, LC-ESI-QQ, LOW
waters | xevo tqs micro | unknown | qq | unknown | low | Waters Xevo TQS Micro, LC-UNKNOWN-QQ, LOW
unknown | xevo tqs micro | lc | unknown | unknown | low | Waters Xevo TQS Micro, LC-UNKNOWN-QQ, LOW
waters | xevo tqs micro | unknown | qq | unknown | unknown | Waters Xevo TQS Micro, LC-UNKNOWN-QQ, UNKNOWN
waters | xevo tqs micro | unknown | qq | esi | low | Waters Xevo TQS Micro, LC-ESI-QQ, LOW
waters | xevo tqs micro | lc | qq | unknown | low | Waters Xevo TQS Micro, LC-UNKNOWN-QQ, LOW
unknown | xevo tqs micro | lc | qq | esi | unknown | Waters Xevo TQS Micro, LC-ESI-QQ, UNKNOWN
unknown | xevo tqs micro | unknown | unknown | unknown | unknown | Waters Xevo TQS Micro, LC-UNKNOWN-QQ, UNKNOWN
waters | xevo tqs micro | lc | qq | esi | unknown | Waters Xevo TQS Micro, LC-ESI-QQ, UNKNOWN
unknown | xevo tqs micro | unknown | qq | unknown | low | Waters Xevo TQS Micro, LC-UNKNOWN-QQ, LOW
unknown | xevo tqs micro | unknown | qq | unknown | unknown | Waters Xevo TQS Micro, LC-UNKNOWN-QQ, UNKNOWN
waters | xevo tqs micro | lc | unknown | esi | unknown | Waters Xevo TQS Micro, LC-ESI-QQ, UNKNOWN
waters | xevo tqs micro | lc | unknown | unknown | low | Waters Xevo TQS Micro, LC-UNKNOWN-QQ, LOW
waters | xevo tqs micro | unknown | unknown | esi | low | Waters Xevo TQS Micro, LC-ESI-QQ, LOW
unknown | xevo tqs micro | lc | qq | unknown | low | Waters Xevo TQS Micro, LC-UNKNOWN-QQ, LOW
unknown | xevo tqs micro | lc | qq | esi | low | Waters Xevo TQS Micro, LC-ESI-QQ, LOW
unknown | xevo tqs micro | lc | qq | unknown | unknown | Waters Xevo TQS Micro, LC-UNKNOWN-QQ, UNKNOWN
unknown | xevo tqs micro | unknown | qq | esi | unknown | Waters Xevo TQS Micro, LC-ESI-QQ, UNKNOWN
unknown | xevo tqs micro | lc | unknown | unknown | unknown | Waters Xevo TQS Micro, LC-UNKNOWN-QQ, UNKNOWN
waters | xevo tqs micro | unknown | unknown | unknown | low | Waters Xevo TQS Micro, LC-UNKNOWN-QQ, LOW
waters | xevo tqs micro | lc | qq | esi | low | Waters Xevo TQS Micro, LC-ESI-QQ, LOW
unknown | xevo tqs micro | lc | unknown | esi | low | Waters Xevo TQS Micro, LC-ESI-QQ, LOW
unknown | xevo tqs micro | unknown | unknown | esi | low | Waters Xevo TQS Micro, LC-ESI-QQ, LOW
waters | xevo tqs micro | lc | unknown | esi | low | Waters Xevo TQS Micro, LC-ESI-QQ, LOW
unknown | xevo tqs micro | unknown | unknown | esi | unknown | Waters Xevo TQS Micro, LC-ESI-QQ, UNKNOWN
waters | xevo tqs micro | lc | qq | unknown | unknown | Waters Xevo TQS Micro, LC-UNKNOWN-QQ, UNKNOWN
unknown | xevo tqs micro | unknown | unknown | unknown | low | Waters Xevo TQS Micro, LC-UNKNOWN-QQ, LOW
unknown | lct micromass | unknown | tof | esi | unknown | Waters LCT Micromass, LC-ESI-TOF, UNKNOWN
waters | lct micromass | lc | tof | esi | unknown | Waters LCT Micromass, LC-ESI-TOF, UNKNOWN
waters | lct micromass | lc | unknown | unknown | unknown | Waters LCT Micromass, LC-UNKNOWN-TOF, UNKNOWN
unknown | quattro micro | unknown | unknown | unknown | unknown | Waters Quattro micro, LC-UNKNOWN-QQQ, UNKNOWN
waters | lct micromass | unknown | tof | esi | high | Waters LCT Micromass, LC-ESI-TOF, HIGH
waters | lct micromass | unknown | tof | unknown | unknown | Waters LCT Micromass, LC-UNKNOWN-TOF, UNKNOWN
unknown | lct micromass | unknown | unknown | unknown | unknown | Waters LCT Micromass, LC-UNKNOWN-TOF, UNKNOWN
unknown | lct micromass | lc | tof | esi | high | Waters LCT Micromass, LC-ESI-TOF, HIGH
unknown | lct micromass | lc | unknown | unknown | high | Waters LCT Micromass, LC-UNKNOWN-TOF, HIGH
unknown | quattro micro | lc | unknown | esi | low | Waters Quattro micro, LC-ESI-QQQ, LOW
unknown | lct micromass | lc | unknown | esi | unknown | Waters LCT Micromass, LC-ESI-TOF, UNKNOWN
waters | quattro micro | unknown | qqq | unknown | unknown | Waters Quattro micro, LC-UNKNOWN-QQQ, UNKNOWN
unknown | lct micromass | lc | tof | unknown | unknown | Waters LCT Micromass, LC-UNKNOWN-TOF, UNKNOWN
unknown | quattro micro | lc | qqq | unknown | low | Waters Quattro micro, LC-UNKNOWN-QQQ, LOW
waters | quattro micro | unknown | qqq | esi | low | Waters Quattro micro, LC-ESI-QQQ, LOW
waters | lct micromass | unknown | unknown | esi | unknown | Waters LCT Micromass, LC-ESI-TOF, UNKNOWN
unknown | quattro micro | lc | qqq | unknown | unknown | Waters Quattro micro, LC-UNKNOWN-QQQ, UNKNOWN
unknown | quattro micro | unknown | unknown | esi | low | Waters Quattro micro, LC-ESI-QQQ, LOW
waters | quattro micro | unknown | unknown | esi | unknown | Waters Quattro micro, LC-ESI-QQQ, UNKNOWN
unknown | quattro micro | lc | qqq | esi | unknown | Waters Quattro micro, LC-ESI-QQQ, UNKNOWN
waters | lct micromass | unknown | unknown | esi | high | Waters LCT Micromass, LC-ESI-TOF, HIGH
unknown | lct micromass | lc | tof | unknown | high | Waters LCT Micromass, LC-UNKNOWN-TOF, HIGH
unknown | lct micromass | lc | tof | esi | unknown | Waters LCT Micromass, LC-ESI-TOF, UNKNOWN
unknown | quattro micro | lc | unknown | unknown | low | Waters Quattro micro, LC-UNKNOWN-QQQ, LOW
waters | lct micromass | lc | unknown | esi | high | Waters LCT Micromass, LC-ESI-TOF, HIGH
waters | quattro micro | lc | unknown | unknown | low | Waters Quattro micro, LC-UNKNOWN-QQQ, LOW
unknown | quattro micro | lc | unknown | esi | unknown | Waters Quattro micro, LC-ESI-QQQ, UNKNOWN
waters | quattro micro | lc | unknown | esi | low | Waters Quattro micro, LC-ESI-QQQ, LOW
waters | lct micromass | unknown | unknown | unknown | high | Waters LCT Micromass, LC-UNKNOWN-TOF, HIGH
waters | quattro micro | unknown | unknown | unknown | low | Waters Quattro micro, LC-UNKNOWN-QQQ, LOW
waters | lct micromass | lc | tof | unknown | high | Waters LCT Micromass, LC-UNKNOWN-TOF, HIGH
waters | lct micromass | lc | unknown | esi | unknown | Waters LCT Micromass, LC-ESI-TOF, UNKNOWN
waters | lct micromass | lc | unknown | unknown | high | Waters LCT Micromass, LC-UNKNOWN-TOF, HIGH
unknown | quattro micro | unknown | qqq | esi | low | Waters Quattro micro, LC-ESI-QQQ, LOW
unknown | quattro micro | unknown | qqq | unknown | low | Waters Quattro micro, LC-UNKNOWN-QQQ, LOW
unknown | lct micromass | unknown | tof | esi | high | Waters LCT Micromass, LC-ESI-TOF, HIGH
waters | quattro micro | unknown | qqq | esi | unknown | Waters Quattro micro, LC-ESI-QQQ, UNKNOWN
waters | quattro micro | lc | unknown | esi | unknown | Waters Quattro micro, LC-ESI-QQQ, UNKNOWN
waters | quattro micro | unknown | unknown | esi | low | Waters Quattro micro, LC-ESI-QQQ, LOW
waters | quattro micro | unknown | qqq | unknown | low | Waters Quattro micro, LC-UNKNOWN-QQQ, LOW
waters | quattro micro | lc | qqq | esi | low | Waters Quattro micro, LC-ESI-QQQ, LOW
unknown | lct micromass | unknown | tof | unknown | high | Waters LCT Micromass, LC-UNKNOWN-TOF, HIGH
waters | lct micromass | lc | tof | unknown | unknown | Waters LCT Micromass, LC-UNKNOWN-TOF, UNKNOWN
unknown | quattro micro | lc | qqq | esi | low | Waters Quattro micro, LC-ESI-QQQ, LOW
waters | lct micromass | unknown | unknown | unknown | unknown | Waters LCT Micromass, LC-UNKNOWN-TOF, UNKNOWN
waters | lct micromass | unknown | tof | esi | unknown | Waters LCT Micromass, LC-ESI-TOF, UNKNOWN
unknown | lct micromass | lc | unknown | unknown | unknown | Waters LCT Micromass, LC-UNKNOWN-TOF, UNKNOWN
unknown | quattro micro | lc | unknown | unknown | unknown | Waters Quattro micro, LC-UNKNOWN-QQQ, UNKNOWN
waters | quattro micro | lc | qqq | esi | unknown | Waters Quattro micro, LC-ESI-QQQ, UNKNOWN
unknown | quattro micro | unknown | qqq | unknown | unknown | Waters Quattro micro, LC-UNKNOWN-QQQ, UNKNOWN
waters | quattro micro | unknown | unknown | unknown | unknown | Waters Quattro micro, LC-UNKNOWN-QQQ, UNKNOWN
unknown | quattro micro | unknown | unknown | esi | unknown | Waters Quattro micro, LC-ESI-QQQ, UNKNOWN
waters | quattro micro | lc | qqq | unknown | low | Waters Quattro micro, LC-UNKNOWN-QQQ, LOW
waters | lct micromass | unknown | tof | unknown | high | Waters LCT Micromass, LC-UNKNOWN-TOF, HIGH
unknown | lct micromass | unknown | unknown | esi | high | Waters LCT Micromass, LC-ESI-TOF, HIGH
unknown | lct micromass | unknown | tof | unknown | unknown | Waters LCT Micromass, LC-UNKNOWN-TOF, UNKNOWN
unknown | quattro micro | unknown | qqq | esi | unknown | Waters Quattro micro, LC-ESI-QQQ, UNKNOWN
unknown | lct micromass | lc | unknown | esi | high | Waters LCT Micromass, LC-ESI-TOF, HIGH
waters | lct micromass | lc | tof | esi | high | Waters LCT Micromass, LC-ESI-TOF, HIGH
unknown | lct micromass | unknown | unknown | esi | unknown | Waters LCT Micromass, LC-ESI-TOF, UNKNOWN
unknown | lct micromass | unknown | unknown | unknown | high | Waters LCT Micromass, LC-UNKNOWN-TOF, HIGH
unknown | quattro micro | unknown | unknown | unknown | low | Waters Quattro micro, LC-UNKNOWN-QQQ, LOW
waters | quattro micro | lc | qqq | unknown | unknown | Waters Quattro micro, LC-UNKNOWN-QQQ, UNKNOWN
waters | quattro micro | lc | unknown | unknown | unknown | Waters Quattro micro, LC-UNKNOWN-QQQ, UNKNOWN
waters | qtof premier | lc | unknown | esi | unknown | Waters QTOF Premier, LC-ESI-QTOF, UNKNOWN
waters | qtof premier | unknown | qtof | esi | unknown | Waters QTOF Premier, LC-ESI-QTOF, UNKNOWN
unknown | qtof premier | lc | unknown | unknown | unknown | Waters QTOF Premier, LC-UNKNOWN-QTOF, UNKNOWN
unknown | qtof premier | lc | qtof | unknown | unknown | Waters QTOF Premier, LC-UNKNOWN-QTOF, UNKNOWN
waters | qtof premier | lc | qtof | unknown | unknown | Waters QTOF Premier, LC-UNKNOWN-QTOF, UNKNOWN
waters | qtof premier | lc | qtof | unknown | high | Waters QTOF Premier, LC-UNKNOWN-QTOF, HIGH
waters | qtof premier | lc | unknown | esi | high | Waters QTOF Premier, LC-ESI-QTOF, HIGH
unknown | qtof premier | unknown | unknown | unknown | unknown | Waters QTOF Premier, LC-UNKNOWN-QTOF, UNKNOWN
unknown | qtof premier | unknown | qtof | unknown | unknown | Waters QTOF Premier, LC-UNKNOWN-QTOF, UNKNOWN
waters | qtof premier | lc | qtof | esi | unknown | Waters QTOF Premier, LC-ESI-QTOF, UNKNOWN
waters | qtof premier | unknown | unknown | esi | high | Waters QTOF Premier, LC-ESI-QTOF, HIGH
waters | qtof premier | unknown | qtof | esi | high | Waters QTOF Premier, LC-ESI-QTOF, HIGH
waters | qtof premier | unknown | unknown | unknown | unknown | Waters QTOF Premier, LC-UNKNOWN-QTOF, UNKNOWN
unknown | qtof premier | unknown | qtof | unknown | high | Waters QTOF Premier, LC-UNKNOWN-QTOF, HIGH
unknown | qtof premier | unknown | qtof | esi | unknown | Waters QTOF Premier, LC-ESI-QTOF, UNKNOWN
unknown | qtof premier | unknown | unknown | esi | high | Waters QTOF Premier, LC-ESI-QTOF, HIGH
unknown | qtof premier | lc | unknown | unknown | high | Waters QTOF Premier, LC-UNKNOWN-QTOF, HIGH
waters | qtof premier | lc | unknown | unknown | high | Waters QTOF Premier, LC-UNKNOWN-QTOF, HIGH
unknown | qtof premier | unknown | qtof | esi | high | Waters QTOF Premier, LC-ESI-QTOF, HIGH
waters | qtof premier | lc | qtof | esi | high | Waters QTOF Premier, LC-ESI-QTOF, HIGH
unknown | qtof premier | lc | qtof | esi | unknown | Waters QTOF Premier, LC-ESI-QTOF, UNKNOWN
waters | qtof premier | unknown | qtof | unknown | high | Waters QTOF Premier, LC-UNKNOWN-QTOF, HIGH
unknown | qtof premier | unknown | unknown | esi | unknown | Waters QTOF Premier, LC-ESI-QTOF, UNKNOWN
waters | qtof premier | unknown | unknown | esi | unknown | Waters QTOF Premier, LC-ESI-QTOF, UNKNOWN
unknown | qtof premier | lc | qtof | esi | high | Waters QTOF Premier, LC-ESI-QTOF, HIGH
unknown | qtof premier | lc | qtof | unknown | high | Waters QTOF Premier, LC-UNKNOWN-QTOF, HIGH
unknown | qtof premier | unknown | unknown | unknown | high | Waters QTOF Premier, LC-UNKNOWN-QTOF, HIGH
unknown | qtof premier | lc | unknown | esi | high | Waters QTOF Premier, LC-ESI-QTOF, HIGH
waters | qtof premier | unknown | unknown | unknown | high | Waters QTOF Premier, LC-UNKNOWN-QTOF, HIGH
waters | qtof premier | lc | unknown | unknown | unknown | Waters QTOF Premier, LC-UNKNOWN-QTOF, UNKNOWN
unknown | qtof premier | lc | unknown | esi | unknown | Waters QTOF Premier, LC-ESI-QTOF, UNKNOWN
waters | qtof premier | unknown | qtof | unknown | unknown | Waters QTOF Premier, LC-UNKNOWN-QTOF, UNKNOWN
unknown | vg platform | lc | unknown | apci | unknown | Waters VG platform, LC-APCI-Q, UNKNOWN
waters | vg platform | unknown | unknown | apci | low | Waters VG platform, LC-APCI-Q, LOW
unknown | vg platform | lc | q | unknown | unknown | Waters VG platform, LC-UNKNOWN-Q, UNKNOWN
waters | vg platform | lc | q | apci | low | Waters VG platform, LC-APCI-Q, LOW
waters | vg platform | lc | unknown | apci | low | Waters VG platform, LC-APCI-Q, LOW
unknown | vg platform | unknown | unknown | unknown | unknown | Waters VG platform, LC-UNKNOWN-Q, UNKNOWN
unknown | vg platform | unknown | q | unknown | low | Waters VG platform, LC-UNKNOWN-Q, LOW
unknown | vg platform | lc | unknown | apci | low | Waters VG platform, LC-APCI-Q, LOW
waters | vg platform | unknown | q | unknown | low | Waters VG platform, LC-UNKNOWN-Q, LOW
unknown | vg platform | unknown | q | apci | low | Waters VG platform, LC-APCI-Q, LOW
waters | vg platform | lc | unknown | unknown | low | Waters VG platform, LC-UNKNOWN-Q, LOW
waters | vg platform | unknown | q | apci | unknown | Waters VG platform, LC-APCI-Q, UNKNOWN
waters | vg platform | unknown | unknown | unknown | low | Waters VG platform, LC-UNKNOWN-Q, LOW
waters | vg platform | unknown | unknown | apci | unknown | Waters VG platform, LC-APCI-Q, UNKNOWN
waters | vg platform | unknown | q | apci | low | Waters VG platform, LC-APCI-Q, LOW
waters | vg platform | unknown | q | unknown | unknown | Waters VG platform, LC-UNKNOWN-Q, UNKNOWN
unknown | vg platform | lc | q | unknown | low | Waters VG platform, LC-UNKNOWN-Q, LOW
waters | vg platform | lc | unknown | unknown | unknown | Waters VG platform, LC-UNKNOWN-Q, UNKNOWN
unknown | vg platform | unknown | unknown | unknown | low | Waters VG platform, LC-UNKNOWN-Q, LOW
unknown | vg platform | unknown | unknown | apci | unknown | Waters VG platform, LC-APCI-Q, UNKNOWN
unknown | vg platform | lc | unknown | unknown | low | Waters VG platform, LC-UNKNOWN-Q, LOW
waters | vg platform | unknown | unknown | unknown | unknown | Waters VG platform, LC-UNKNOWN-Q, UNKNOWN
unknown | vg platform | unknown | q | unknown | unknown | Waters VG platform, LC-UNKNOWN-Q, UNKNOWN
unknown | vg platform | lc | unknown | unknown | unknown | Waters VG platform, LC-UNKNOWN-Q, UNKNOWN
unknown | vg platform | lc | q | apci | low | Waters VG platform, LC-APCI-Q, LOW
unknown | vg platform | lc | q | apci | unknown | Waters VG platform, LC-APCI-Q, UNKNOWN
waters | vg platform | lc | q | unknown | low | Waters VG platform, LC-UNKNOWN-Q, LOW
waters | vg platform | lc | q | apci | unknown | Waters VG platform, LC-APCI-Q, UNKNOWN
waters | vg platform | lc | unknown | apci | unknown | Waters VG platform, LC-APCI-Q, UNKNOWN
unknown | vg platform | unknown | q | apci | unknown | Waters VG platform, LC-APCI-Q, UNKNOWN
waters | vg platform | lc | q | unknown | unknown | Waters VG platform, LC-UNKNOWN-Q, UNKNOWN
unknown | vg platform | unknown | unknown | apci | low | Waters VG platform, LC-APCI-Q, LOW
unknown | xevo g2 xs | unknown | unknown | unknown | unknown | Waters Xevo G2-XS, LC-UNKNOWN-QTOF, UNKNOWN
unknown | qtof micro | unknown | qtof | esi | unknown | Waters QTOF Micro, LC-ESI-QTOF, UNKNOWN
unknown | xevo g2 xs | lc | unknown | unknown | high | Waters Xevo G2-XS, LC-UNKNOWN-QTOF, HIGH
waters | qtof micro | lc | qtof | esi | high | Waters QTOF Micro, LC-ESI-QTOF, HIGH
waters | xevo g2 xs | lc | qtof | esi | unknown | Waters Xevo G2-XS, LC-ESI-QTOF, UNKNOWN
unknown | ultima api | unknown | unknown | unknown | unknown | Waters Ultima API, LC-UNKNOWN-QTOF, UNKNOWN
unknown | xevo g2 xs | lc | unknown | esi | unknown | Waters Xevo G2-XS, LC-ESI-QTOF, UNKNOWN
unknown | quattro ii | unknown | unknown | unknown | unknown | Waters Quattro II, LC-UNKNOWN-QQQ, UNKNOWN
waters | ultima api | unknown | unknown | unknown | high | Waters Ultima API, LC-UNKNOWN-QTOF, HIGH
unknown | qtof micro | unknown | unknown | unknown | unknown | Waters QTOF Micro, LC-UNKNOWN-QTOF, UNKNOWN
unknown | ultima api | lc | qtof | unknown | unknown | Waters Ultima API, LC-UNKNOWN-QTOF, UNKNOWN
unknown | xevo g2 xs | unknown | qtof | esi | high | Waters Xevo G2-XS, LC-ESI-QTOF, HIGH
unknown | xevo g2 xs | lc | qtof | unknown | high | Waters Xevo G2-XS, LC-UNKNOWN-QTOF, HIGH
waters | qtof micro | unknown | qtof | unknown | high | Waters QTOF Micro, LC-UNKNOWN-QTOF, HIGH
unknown | ultima api | unknown | unknown | esi | high | Waters Ultima API, LC-ESI-QTOF, HIGH
unknown | ultima api | lc | qtof | unknown | high | Waters Ultima API, LC-UNKNOWN-QTOF, HIGH
waters | quattro ii | unknown | unknown | unknown | low | Waters Quattro II, LC-UNKNOWN-QQQ, LOW
unknown | quattro ii | lc | qqq | unknown | low | Waters Quattro II, LC-UNKNOWN-QQQ, LOW
unknown | qtof micro | lc | qtof | unknown | high | Waters QTOF Micro, LC-UNKNOWN-QTOF, HIGH
unknown | xevo g2 xs | lc | qtof | esi | unknown | Waters Xevo G2-XS, LC-ESI-QTOF, UNKNOWN
unknown | quattro ii | lc | qqq | unknown | unknown | Waters Quattro II, LC-UNKNOWN-QQQ, UNKNOWN
unknown | ultima api | lc | unknown | unknown | high | Waters Ultima API, LC-UNKNOWN-QTOF, HIGH
unknown | ultima api | lc | qtof | esi | unknown | Waters Ultima API, LC-ESI-QTOF, UNKNOWN
waters | qtof micro | unknown | unknown | unknown | high | Waters QTOF Micro, LC-UNKNOWN-QTOF, HIGH
unknown | quattro ii | lc | qqq | esi | unknown | Waters Quattro II, LC-ESI-QQQ, UNKNOWN
waters | quattro ii | unknown | unknown | esi | unknown | Waters Quattro II, LC-ESI-QQQ, UNKNOWN
unknown | qtof micro | lc | qtof | esi | unknown | Waters QTOF Micro, LC-ESI-QTOF, UNKNOWN
unknown | quattro ii | lc | unknown | unknown | low | Waters Quattro II, LC-UNKNOWN-QQQ, LOW
unknown | qtof micro | lc | unknown | unknown | high | Waters QTOF Micro, LC-UNKNOWN-QTOF, HIGH
unknown | quattro ii | lc | unknown | esi | unknown | Waters Quattro II, LC-ESI-QQQ, UNKNOWN
unknown | xevo g2 xs | unknown | qtof | unknown | high | Waters Xevo G2-XS, LC-UNKNOWN-QTOF, HIGH
waters | xevo g2 xs | unknown | qtof | unknown | unknown | Waters Xevo G2-XS, LC-UNKNOWN-QTOF, UNKNOWN
unknown | ultima api | unknown | qtof | unknown | high | Waters Ultima API, LC-UNKNOWN-QTOF, HIGH
waters | qtof micro | unknown | qtof | esi | high | Waters QTOF Micro, LC-ESI-QTOF, HIGH
waters | quattro ii | unknown | qqq | esi | low | Waters Quattro II, LC-ESI-QQQ, LOW
waters | ultima api | lc | unknown | unknown | high | Waters Ultima API, LC-UNKNOWN-QTOF, HIGH
unknown | ultima api | lc | unknown | esi | unknown | Waters Ultima API, LC-ESI-QTOF, UNKNOWN
waters | quattro ii | lc | unknown | unknown | low | Waters Quattro II, LC-UNKNOWN-QQQ, LOW
unknown | quattro ii | unknown | qqq | esi | low | Waters Quattro II, LC-ESI-QQQ, LOW
unknown | qtof micro | unknown | qtof | esi | high | Waters QTOF Micro, LC-ESI-QTOF, HIGH
unknown | quattro ii | unknown | qqq | unknown | low | Waters Quattro II, LC-UNKNOWN-QQQ, LOW
waters | qtof micro | lc | unknown | unknown | high | Waters QTOF Micro, LC-UNKNOWN-QTOF, HIGH
waters | quattro ii | lc | unknown | esi | unknown | Waters Quattro II, LC-ESI-QQQ, UNKNOWN
unknown | qtof micro | lc | unknown | esi | unknown | Waters QTOF Micro, LC-ESI-QTOF, UNKNOWN
waters | qtof micro | lc | unknown | esi | unknown | Waters QTOF Micro, LC-ESI-QTOF, UNKNOWN
waters | xevo g2 xs | lc | qtof | unknown | high | Waters Xevo G2-XS, LC-UNKNOWN-QTOF, HIGH
waters | xevo g2 xs | lc | unknown | unknown | high | Waters Xevo G2-XS, LC-UNKNOWN-QTOF, HIGH
waters | xevo g2 xs | lc | qtof | esi | high | Waters Xevo G2-XS, LC-ESI-QTOF, HIGH
waters | qtof micro | unknown | qtof | esi | unknown | Waters QTOF Micro, LC-ESI-QTOF, UNKNOWN
waters | quattro ii | lc | unknown | esi | low | Waters Quattro II, LC-ESI-QQQ, LOW
waters | qtof micro | lc | unknown | unknown | unknown | Waters QTOF Micro, LC-UNKNOWN-QTOF, UNKNOWN
waters | qtof micro | unknown | qtof | unknown | unknown | Waters QTOF Micro, LC-UNKNOWN-QTOF, UNKNOWN
waters | qtof micro | unknown | unknown | esi | high | Waters QTOF Micro, LC-ESI-QTOF, HIGH
waters | xevo g2 xs | unknown | qtof | unknown | high | Waters Xevo G2-XS, LC-UNKNOWN-QTOF, HIGH
unknown | xevo g2 xs | lc | unknown | esi | high | Waters Xevo G2-XS, LC-ESI-QTOF, HIGH
unknown | qtof micro | unknown | unknown | esi | high | Waters QTOF Micro, LC-ESI-QTOF, HIGH
waters | qtof micro | lc | unknown | esi | high | Waters QTOF Micro, LC-ESI-QTOF, HIGH
waters | ultima api | unknown | qtof | unknown | high | Waters Ultima API, LC-UNKNOWN-QTOF, HIGH
waters | ultima api | unknown | qtof | esi | high | Waters Ultima API, LC-ESI-QTOF, HIGH
unknown | xevo g2 xs | unknown | unknown | esi | high | Waters Xevo G2-XS, LC-ESI-QTOF, HIGH
waters | xevo g2 xs | unknown | unknown | unknown | high | Waters Xevo G2-XS, LC-UNKNOWN-QTOF, HIGH
unknown | ultima api | unknown | qtof | esi | high | Waters Ultima API, LC-ESI-QTOF, HIGH
waters | qtof micro | unknown | unknown | esi | unknown | Waters QTOF Micro, LC-ESI-QTOF, UNKNOWN
waters | xevo g2 xs | unknown | qtof | esi | unknown | Waters Xevo G2-XS, LC-ESI-QTOF, UNKNOWN
unknown | quattro ii | unknown | unknown | esi | low | Waters Quattro II, LC-ESI-QQQ, LOW
waters | quattro ii | unknown | unknown | esi | low | Waters Quattro II, LC-ESI-QQQ, LOW
waters | quattro ii | unknown | qqq | unknown | low | Waters Quattro II, LC-UNKNOWN-QQQ, LOW
waters | ultima api | unknown | qtof | esi | unknown | Waters Ultima API, LC-ESI-QTOF, UNKNOWN
waters | xevo g2 xs | unknown | unknown | esi | unknown | Waters Xevo G2-XS, LC-ESI-QTOF, UNKNOWN
waters | xevo g2 xs | unknown | qtof | esi | high | Waters Xevo G2-XS, LC-ESI-QTOF, HIGH
waters | quattro ii | unknown | qqq | esi | unknown | Waters Quattro II, LC-ESI-QQQ, UNKNOWN
waters | quattro ii | unknown | qqq | unknown | unknown | Waters Quattro II, LC-UNKNOWN-QQQ, UNKNOWN
waters | ultima api | unknown | unknown | esi | high | Waters Ultima API, LC-ESI-QTOF, HIGH
waters | ultima api | lc | qtof | esi | high | Waters Ultima API, LC-ESI-QTOF, HIGH
waters | xevo g2 xs | unknown | unknown | esi | high | Waters Xevo G2-XS, LC-ESI-QTOF, HIGH
unknown | qtof micro | lc | qtof | unknown | unknown | Waters QTOF Micro, LC-UNKNOWN-QTOF, UNKNOWN
waters | ultima api | unknown | qtof | unknown | unknown | Waters Ultima API, LC-UNKNOWN-QTOF, UNKNOWN
waters | xevo g2 xs | lc | unknown | esi | high | Waters Xevo G2-XS, LC-ESI-QTOF, HIGH
waters | ultima api | unknown | unknown | esi | unknown | Waters Ultima API, LC-ESI-QTOF, UNKNOWN
waters | qtof micro | lc | qtof | unknown | high | Waters QTOF Micro, LC-UNKNOWN-QTOF, HIGH
waters | ultima api | lc | unknown | esi | high | Waters Ultima API, LC-ESI-QTOF, HIGH
waters | xevo g2 xs | lc | unknown | unknown | unknown | Waters Xevo G2-XS, LC-UNKNOWN-QTOF, UNKNOWN
unknown | ultima api | lc | unknown | esi | high | Waters Ultima API, LC-ESI-QTOF, HIGH
waters | ultima api | lc | unknown | unknown | unknown | Waters Ultima API, LC-UNKNOWN-QTOF, UNKNOWN
waters | quattro ii | lc | qqq | unknown | unknown | Waters Quattro II, LC-UNKNOWN-QQQ, UNKNOWN
waters | quattro ii | lc | unknown | unknown | unknown | Waters Quattro II, LC-UNKNOWN-QQQ, UNKNOWN
waters | ultima api | lc | qtof | unknown | unknown | Waters Ultima API, LC-UNKNOWN-QTOF, UNKNOWN
unknown | quattro ii | unknown | unknown | unknown | low | Waters Quattro II, LC-UNKNOWN-QQQ, LOW
waters | quattro ii | lc | qqq | unknown | low | Waters Quattro II, LC-UNKNOWN-QQQ, LOW
unknown | qtof micro | unknown | unknown | unknown | high | Waters QTOF Micro, LC-UNKNOWN-QTOF, HIGH
waters | xevo g2 xs | lc | qtof | unknown | unknown | Waters Xevo G2-XS, LC-UNKNOWN-QTOF, UNKNOWN
unknown | quattro ii | unknown | qqq | esi | unknown | Waters Quattro II, LC-ESI-QQQ, UNKNOWN
unknown | xevo g2 xs | unknown | unknown | unknown | high | Waters Xevo G2-XS, LC-UNKNOWN-QTOF, HIGH
unknown | ultima api | unknown | unknown | unknown | high | Waters Ultima API, LC-UNKNOWN-QTOF, HIGH
unknown | qtof micro | unknown | unknown | esi | unknown | Waters QTOF Micro, LC-ESI-QTOF, UNKNOWN
unknown | ultima api | unknown | qtof | esi | unknown | Waters Ultima API, LC-ESI-QTOF, UNKNOWN
unknown | xevo g2 xs | unknown | unknown | esi | unknown | Waters Xevo G2-XS, LC-ESI-QTOF, UNKNOWN
unknown | ultima api | unknown | unknown | esi | unknown | Waters Ultima API, LC-ESI-QTOF, UNKNOWN
unknown | quattro ii | unknown | unknown | esi | unknown | Waters Quattro II, LC-ESI-QQQ, UNKNOWN
unknown | xevo g2 xs | unknown | qtof | esi | unknown | Waters Xevo G2-XS, LC-ESI-QTOF, UNKNOWN
waters | xevo g2 xs | unknown | unknown | unknown | unknown | Waters Xevo G2-XS, LC-UNKNOWN-QTOF, UNKNOWN
waters | quattro ii | lc | qqq | esi | low | Waters Quattro II, LC-ESI-QQQ, LOW
unknown | quattro ii | lc | unknown | esi | low | Waters Quattro II, LC-ESI-QQQ, LOW
waters | ultima api | unknown | unknown | unknown | unknown | Waters Ultima API, LC-UNKNOWN-QTOF, UNKNOWN
waters | quattro ii | unknown | unknown | unknown | unknown | Waters Quattro II, LC-UNKNOWN-QQQ, UNKNOWN
unknown | xevo g2 xs | unknown | qtof | unknown | unknown | Waters Xevo G2-XS, LC-UNKNOWN-QTOF, UNKNOWN
unknown | xevo g2 xs | lc | qtof | unknown | unknown | Waters Xevo G2-XS, LC-UNKNOWN-QTOF, UNKNOWN
unknown | ultima api | unknown | qtof | unknown | unknown | Waters Ultima API, LC-UNKNOWN-QTOF, UNKNOWN
waters | qtof micro | lc | qtof | esi | unknown | Waters QTOF Micro, LC-ESI-QTOF, UNKNOWN
unknown | quattro ii | unknown | qqq | unknown | unknown | Waters Quattro II, LC-UNKNOWN-QQQ, UNKNOWN
waters | ultima api | lc | qtof | unknown | high | Waters Ultima API, LC-UNKNOWN-QTOF, HIGH
unknown | qtof micro | unknown | qtof | unknown | unknown | Waters QTOF Micro, LC-UNKNOWN-QTOF, UNKNOWN
waters | quattro ii | lc | qqq | esi | unknown | Waters Quattro II, LC-ESI-QQQ, UNKNOWN
waters | qtof micro | lc | qtof | unknown | unknown | Waters QTOF Micro, LC-UNKNOWN-QTOF, UNKNOWN
unknown | xevo g2 xs | lc | qtof | esi | high | Waters Xevo G2-XS, LC-ESI-QTOF, HIGH
unknown | xevo g2 xs | lc | unknown | unknown | unknown | Waters Xevo G2-XS, LC-UNKNOWN-QTOF, UNKNOWN
unknown | ultima api | lc | unknown | unknown | unknown | Waters Ultima API, LC-UNKNOWN-QTOF, UNKNOWN
unknown | quattro ii | lc | unknown | unknown | unknown | Waters Quattro II, LC-UNKNOWN-QQQ, UNKNOWN
unknown | qtof micro | lc | unknown | unknown | unknown | Waters QTOF Micro, LC-UNKNOWN-QTOF, UNKNOWN
waters | ultima api | lc | unknown | esi | unknown | Waters Ultima API, LC-ESI-QTOF, UNKNOWN
waters | ultima api | lc | qtof | esi | unknown | Waters Ultima API, LC-ESI-QTOF, UNKNOWN
waters | qtof micro | unknown | unknown | unknown | unknown | Waters QTOF Micro, LC-UNKNOWN-QTOF, UNKNOWN
unknown | qtof micro | lc | unknown | esi | high | Waters QTOF Micro, LC-ESI-QTOF, HIGH
unknown | ultima api | lc | qtof | esi | high | Waters Ultima API, LC-ESI-QTOF, HIGH
waters | xevo g2 xs | lc | unknown | esi | unknown | Waters Xevo G2-XS, LC-ESI-QTOF, UNKNOWN
unknown | quattro ii | lc | qqq | esi | low | Waters Quattro II, LC-ESI-QQQ, LOW
unknown | qtof micro | lc | qtof | esi | high | Waters QTOF Micro, LC-ESI-QTOF, HIGH
unknown | qtof micro | unknown | qtof | unknown | high | Waters QTOF Micro, LC-UNKNOWN-QTOF, HIGH
unknown | synapt g2 | lc | unknown | unknown | high | Waters SYNAPT-G2, LC-UNKNOWN-QTOF, HIGH
unknown | xevo g2 s | unknown | qtof | unknown | high | Waters Xevo G2-S, LC-UNKNOWN-QTOF, HIGH
waters | xevo g2 s | lc | qtof | unknown | unknown | Waters Xevo G2-S, LC-UNKNOWN-QTOF, UNKNOWN
unknown | synapt g2 | unknown | qtof | unknown | high | Waters SYNAPT-G2, LC-UNKNOWN-QTOF, HIGH
waters | synapt g2 | lc | unknown | unknown | high | Waters SYNAPT-G2, LC-UNKNOWN-QTOF, HIGH
unknown | xevo g2 s | unknown | unknown | esi | high | Waters Xevo G2-S, LC-ESI-QTOF, HIGH
unknown | xevo g2 s | unknown | unknown | unknown | high | Waters Xevo G2-S, LC-UNKNOWN-QTOF, HIGH
unknown | synapt g2 | lc | unknown | esi | high | Waters SYNAPT-G2, LC-ESI-QTOF, HIGH
waters | xevo g2 s | unknown | qtof | unknown | high | Waters Xevo G2-S, LC-UNKNOWN-QTOF, HIGH
unknown | synapt g2 | unknown | unknown | unknown | high | Waters SYNAPT-G2, LC-UNKNOWN-QTOF, HIGH
unknown | synapt g2 | unknown | unknown | esi | high | Waters SYNAPT-G2, LC-ESI-QTOF, HIGH
unknown | synapt g2 | unknown | qtof | esi | unknown | Waters SYNAPT-G2, LC-ESI-QTOF, UNKNOWN
waters | synapt g2 | unknown | qtof | unknown | high | Waters SYNAPT-G2, LC-UNKNOWN-QTOF, HIGH
waters | synapt g2 | lc | qtof | esi | high | Waters SYNAPT-G2, LC-ESI-QTOF, HIGH
unknown | xevo g2 s | unknown | unknown | esi | unknown | Waters Xevo G2-S, LC-ESI-QTOF, UNKNOWN
waters | xevo g2 s | unknown | unknown | unknown | unknown | Waters Xevo G2-S, LC-UNKNOWN-QTOF, UNKNOWN
unknown | synapt g2 | unknown | qtof | esi | high | Waters SYNAPT-G2, LC-ESI-QTOF, HIGH
unknown | synapt g2 | unknown | unknown | esi | unknown | Waters SYNAPT-G2, LC-ESI-QTOF, UNKNOWN
unknown | xevo g2 s | unknown | qtof | esi | unknown | Waters Xevo G2-S, LC-ESI-QTOF, UNKNOWN
waters | xevo g2 s | unknown | qtof | esi | unknown | Waters Xevo G2-S, LC-ESI-QTOF, UNKNOWN
waters | synapt g2 | unknown | qtof | esi | unknown | Waters SYNAPT-G2, LC-ESI-QTOF, UNKNOWN
waters | synapt g2 | unknown | unknown | esi | high | Waters SYNAPT-G2, LC-ESI-QTOF, HIGH
waters | xevo g2 s | unknown | unknown | esi | high | Waters Xevo G2-S, LC-ESI-QTOF, HIGH
waters | xevo g2 s | lc | unknown | esi | high | Waters Xevo G2-S, LC-ESI-QTOF, HIGH
waters | synapt g2 | lc | unknown | esi | high | Waters SYNAPT-G2, LC-ESI-QTOF, HIGH
waters | synapt g2 | unknown | unknown | unknown | unknown | Waters SYNAPT-G2, LC-UNKNOWN-QTOF, UNKNOWN
waters | synapt g2 | lc | qtof | unknown | high | Waters SYNAPT-G2, LC-UNKNOWN-QTOF, HIGH
waters | synapt g2 | unknown | unknown | unknown | high | Waters SYNAPT-G2, LC-UNKNOWN-QTOF, HIGH
unknown | xevo g2 s | lc | qtof | esi | high | Waters Xevo G2-S, LC-ESI-QTOF, HIGH
unknown | xevo g2 s | lc | unknown | esi | high | Waters Xevo G2-S, LC-ESI-QTOF, HIGH
unknown | xevo g2 s | unknown | qtof | unknown | unknown | Waters Xevo G2-S, LC-UNKNOWN-QTOF, UNKNOWN
waters | xevo g2 s | unknown | unknown | unknown | high | Waters Xevo G2-S, LC-UNKNOWN-QTOF, HIGH
waters | xevo g2 s | unknown | unknown | esi | unknown | Waters Xevo G2-S, LC-ESI-QTOF, UNKNOWN
unknown | synapt g2 | unknown | qtof | unknown | unknown | Waters SYNAPT-G2, LC-UNKNOWN-QTOF, UNKNOWN
waters | synapt g2 | unknown | unknown | esi | unknown | Waters SYNAPT-G2, LC-ESI-QTOF, UNKNOWN
unknown | synapt g2 | lc | unknown | esi | unknown | Waters SYNAPT-G2, LC-ESI-QTOF, UNKNOWN
unknown | xevo g2 s | lc | unknown | esi | unknown | Waters Xevo G2-S, LC-ESI-QTOF, UNKNOWN
waters | xevo g2 s | unknown | qtof | esi | high | Waters Xevo G2-S, LC-ESI-QTOF, HIGH
waters | synapt g2 | unknown | qtof | esi | high | Waters SYNAPT-G2, LC-ESI-QTOF, HIGH
unknown | synapt g2 | lc | qtof | unknown | unknown | Waters SYNAPT-G2, LC-UNKNOWN-QTOF, UNKNOWN
waters | xevo g2 s | unknown | qtof | unknown | unknown | Waters Xevo G2-S, LC-UNKNOWN-QTOF, UNKNOWN
waters | synapt g2 | unknown | qtof | unknown | unknown | Waters SYNAPT-G2, LC-UNKNOWN-QTOF, UNKNOWN
unknown | xevo g2 s | lc | unknown | unknown | unknown | Waters Xevo G2-S, LC-UNKNOWN-QTOF, UNKNOWN
waters | xevo g2 s | lc | qtof | esi | high | Waters Xevo G2-S, LC-ESI-QTOF, HIGH
waters | xevo g2 s | lc | qtof | unknown | high | Waters Xevo G2-S, LC-UNKNOWN-QTOF, HIGH
unknown | synapt g2 | lc | unknown | unknown | unknown | Waters SYNAPT-G2, LC-UNKNOWN-QTOF, UNKNOWN
waters | synapt g2 | lc | qtof | esi | unknown | Waters SYNAPT-G2, LC-ESI-QTOF, UNKNOWN
unknown | synapt g2 | unknown | unknown | unknown | unknown | Waters SYNAPT-G2, LC-UNKNOWN-QTOF, UNKNOWN
waters | synapt g2 | lc | unknown | esi | unknown | Waters SYNAPT-G2, LC-ESI-QTOF, UNKNOWN
waters | xevo g2 s | lc | unknown | unknown | unknown | Waters Xevo G2-S, LC-UNKNOWN-QTOF, UNKNOWN
unknown | xevo g2 s | lc | unknown | unknown | high | Waters Xevo G2-S, LC-UNKNOWN-QTOF, HIGH
unknown | xevo g2 s | unknown | qtof | esi | high | Waters Xevo G2-S, LC-ESI-QTOF, HIGH
waters | synapt g2 | lc | unknown | unknown | unknown | Waters SYNAPT-G2, LC-UNKNOWN-QTOF, UNKNOWN
waters | xevo g2 s | lc | unknown | esi | unknown | Waters Xevo G2-S, LC-ESI-QTOF, UNKNOWN
unknown | xevo g2 s | lc | qtof | unknown | unknown | Waters Xevo G2-S, LC-UNKNOWN-QTOF, UNKNOWN
unknown | synapt g2 | lc | qtof | unknown | high | Waters SYNAPT-G2, LC-UNKNOWN-QTOF, HIGH
unknown | synapt g2 | lc | qtof | esi | high | Waters SYNAPT-G2, LC-ESI-QTOF, HIGH
waters | synapt g2 | lc | qtof | unknown | unknown | Waters SYNAPT-G2, LC-UNKNOWN-QTOF, UNKNOWN
unknown | xevo g2 s | lc | qtof | unknown | high | Waters Xevo G2-S, LC-UNKNOWN-QTOF, HIGH
unknown | xevo g2 s | lc | qtof | esi | unknown | Waters Xevo G2-S, LC-ESI-QTOF, UNKNOWN
waters | xevo g2 s | lc | qtof | esi | unknown | Waters Xevo G2-S, LC-ESI-QTOF, UNKNOWN
unknown | synapt g2 | lc | qtof | esi | unknown | Waters SYNAPT-G2, LC-ESI-QTOF, UNKNOWN
waters | xevo g2 s | lc | unknown | unknown | high | Waters Xevo G2-S, LC-UNKNOWN-QTOF, HIGH
unknown | xevo g2 s | unknown | unknown | unknown | unknown | Waters Xevo G2-S, LC-UNKNOWN-QTOF, UNKNOWN
waters | xevo tqd | unknown | unknown | esi | low | Waters Xevo TQD, LC-ESI-QQQ, LOW
unknown | xevo tqd | unknown | qqq | unknown | unknown | Waters Xevo TQD, LC-UNKNOWN-QQQ, UNKNOWN
waters | xevo tqd | lc | unknown | esi | low | Waters Xevo TQD, LC-ESI-QQQ, LOW
unknown | xevo tqd | lc | unknown | unknown | low | Waters Xevo TQD, LC-UNKNOWN-QQQ, LOW
unknown | xevo tqd | lc | unknown | esi | low | Waters Xevo TQD, LC-ESI-QQQ, LOW
waters | xevo tqd | lc | qqq | esi | unknown | Waters Xevo TQD, LC-ESI-QQQ, UNKNOWN
unknown | xevo tqd | unknown | unknown | esi | low | Waters Xevo TQD, LC-ESI-QQQ, LOW
unknown | xevo tqd | unknown | qqq | esi | unknown | Waters Xevo TQD, LC-ESI-QQQ, UNKNOWN
waters | xevo tqd | unknown | qqq | unknown | low | Waters Xevo TQD, LC-UNKNOWN-QQQ, LOW
waters | xevo tqd | unknown | unknown | unknown | unknown | Waters Xevo TQD, LC-UNKNOWN-QQQ, UNKNOWN
waters | xevo tqd | unknown | unknown | unknown | low | Waters Xevo TQD, LC-UNKNOWN-QQQ, LOW
waters | xevo tqd | lc | qqq | esi | low | Waters Xevo TQD, LC-ESI-QQQ, LOW
waters | xevo tqd | lc | unknown | unknown | low | Waters Xevo TQD, LC-UNKNOWN-QQQ, LOW
unknown | xevo tqd | lc | qqq | esi | unknown | Waters Xevo TQD, LC-ESI-QQQ, UNKNOWN
unknown | xevo tqd | lc | qqq | unknown | low | Waters Xevo TQD, LC-UNKNOWN-QQQ, LOW
unknown | xevo tqd | unknown | unknown | unknown | low | Waters Xevo TQD, LC-UNKNOWN-QQQ, LOW
unknown | xevo tqd | lc | unknown | unknown | unknown | Waters Xevo TQD, LC-UNKNOWN-QQQ, UNKNOWN
waters | xevo tqd | lc | qqq | unknown | low | Waters Xevo TQD, LC-UNKNOWN-QQQ, LOW
unknown | xevo tqd | unknown | qqq | unknown | low | Waters Xevo TQD, LC-UNKNOWN-QQQ, LOW
unknown | xevo tqd | unknown | qqq | esi | low | Waters Xevo TQD, LC-ESI-QQQ, LOW
waters | xevo tqd | unknown | qqq | unknown | unknown | Waters Xevo TQD, LC-UNKNOWN-QQQ, UNKNOWN
waters | xevo tqd | unknown | qqq | esi | unknown | Waters Xevo TQD, LC-ESI-QQQ, UNKNOWN
waters | xevo tqd | lc | unknown | unknown | unknown | Waters Xevo TQD, LC-UNKNOWN-QQQ, UNKNOWN
waters | xevo tqd | lc | qqq | unknown | unknown | Waters Xevo TQD, LC-UNKNOWN-QQQ, UNKNOWN
waters | xevo tqd | lc | unknown | esi | unknown | Waters Xevo TQD, LC-ESI-QQQ, UNKNOWN
unknown | xevo tqd | lc | unknown | esi | unknown | Waters Xevo TQD, LC-ESI-QQQ, UNKNOWN
waters | xevo tqd | unknown | unknown | esi | unknown | Waters Xevo TQD, LC-ESI-QQQ, UNKNOWN
unknown | xevo tqd | lc | qqq | unknown | unknown | Waters Xevo TQD, LC-UNKNOWN-QQQ, UNKNOWN
unknown | xevo tqd | unknown | unknown | esi | unknown | Waters Xevo TQD, LC-ESI-QQQ, UNKNOWN
unknown | xevo tqd | unknown | unknown | unknown | unknown | Waters Xevo TQD, LC-UNKNOWN-QQQ, UNKNOWN
waters | xevo tqd | unknown | qqq | esi | low | Waters Xevo TQD, LC-ESI-QQQ, LOW
unknown | xevo tqd | lc | qqq | esi | low | Waters Xevo TQD, LC-ESI-QQQ, LOW
unknown | unknown | lc | unknown | unknown | unknown | UNKNOWN, LC-UNKNOWN-UNKNOWN, UNKNOWN
unknown | unknown | lc | unknown | unknown | unknown | UNKNOWN, LC-UNKNOWN-UNKNOWN, UNKNOWN
unknown | unknown | lc | unknown | unknown | unknown | UNKNOWN, LC-UNKNOWN-UNKNOWN, UNKNOWN
unknown | unknown | lc | unknown | unknown | unknown | UNKNOWN, LC-UNKNOWN-UNKNOWN, UNKNOWN
unknown | unknown | lc | unknown | unknown | unknown | UNKNOWN, LC-UNKNOWN-UNKNOWN, UNKNOWN
unknown | unknown | lc | unknown | unknown | unknown | UNKNOWN, LC-UNKNOWN-UNKNOWN, UNKNOWN
unknown | unknown | lc | unknown | unknown | unknown | UNKNOWN, LC-UNKNOWN-UNKNOWN, UNKNOWN
unknown | unknown | lc | unknown | unknown | unknown | UNKNOWN, LC-UNKNOWN-UNKNOWN, UNKNOWN
unknown | unknown | lc | unknown | unknown | unknown | UNKNOWN, LC-UNKNOWN-UNKNOWN, UNKNOWN
unknown | unknown | lc | unknown | unknown | unknown | UNKNOWN, LC-UNKNOWN-UNKNOWN, UNKNOWN
unknown | unknown | lc | unknown | unknown | unknown | UNKNOWN, LC-UNKNOWN-UNKNOWN, UNKNOWN
unknown | quattro | unknown | qqq | esi | low | Waters Quattro, LC-ESI-QQQ, LOW
waters | quattro | lc | unknown | unknown | low | Waters Quattro, LC-UNKNOWN-QQQ, LOW
waters | quattro | lc | unknown | esi | unknown | Waters Quattro, LC-ESI-QQQ, UNKNOWN
waters | xevo tq | lc | unknown | unknown | low | Waters Xevo TQ, LC-UNKNOWN-QQ, LOW
waters | xevo g2 | lc | unknown | unknown | high | Waters Xevo G2, LC-UNKNOWN-QTOF, HIGH
unknown | unknown | lc | qit | esi | low | UNKNOWN, LC-ESI-QIT, LOW
unknown | unknown | lc | qqq | esi | low | UNKNOWN, LC-ESI-QQQ, LOW
unknown | unknown | lc | qqq | esi | low | UNKNOWN, LC-ESI-QQQ, LOW
waters | xevo tq | lc | unknown | esi | unknown | Waters Xevo TQ, LC-ESI-QQ, UNKNOWN
waters | xevo g2 | lc | unknown | esi | unknown | Waters Xevo G2, LC-ESI-QTOF, UNKNOWN
waters | quattro | lc | qqq | unknown | unknown | Waters Quattro, LC-UNKNOWN-QQQ, UNKNOWN
unknown | unknown | lc | ittof | apci | high | UNKNOWN, LC-APCI-ITTOF, HIGH
unknown | unknown | lc | qq | esi | low | UNKNOWN, LC-ESI-QQ, LOW
unknown | unknown | lc | qqq | esi | low | UNKNOWN, LC-ESI-QQQ, LOW
unknown | unknown | lc | qq | esi | low | UNKNOWN, LC-ESI-QQ, LOW
unknown | unknown | lc | qtof | esi | high | UNKNOWN, LC-ESI-QTOF, HIGH
unknown | unknown | lc | qtof | esi | high | UNKNOWN, LC-ESI-QTOF, HIGH
unknown | unknown | lc | qtof | esi | high | UNKNOWN, LC-ESI-QTOF, HIGH
unknown | unknown | lc | qtof | esi | high | UNKNOWN, LC-ESI-QTOF, HIGH
unknown | unknown | lc | q | apci | low | UNKNOWN, LC-APCI-Q, LOW
unknown | unknown | lc | qtof | esi | high | UNKNOWN, LC-ESI-QTOF, HIGH
unknown | unknown | lc | qtof | esi | high | UNKNOWN, LC-ESI-QTOF, HIGH
unknown | unknown | lc | qtof | esi | high | UNKNOWN, LC-ESI-QTOF, HIGH
unknown | unknown | lc | qq | esi | low | UNKNOWN, LC-ESI-QQ, LOW
unknown | unknown | unknown | q | esi | low | UNKNOWN, LC-ESI-Q, LOW
unknown | unknown | unknown | qqq | esi | low | UNKNOWN, LC-ESI-QQQ, LOW
waters | xevo tq | lc | qq | unknown | unknown | Waters Xevo TQ, LC-UNKNOWN-QQ, UNKNOWN
waters | xevo g2 | lc | qtof | unknown | unknown | Waters Xevo G2, LC-UNKNOWN-QTOF, UNKNOWN
unknown | unknown | unknown | qtof | esi | high | UNKNOWN, LC-ESI-QTOF, HIGH
unknown | unknown | unknown | qtof | esi | high | UNKNOWN, LC-ESI-QTOF, HIGH
unknown | unknown | unknown | qq | esi | low | UNKNOWN, LC-ESI-QQ, LOW
unknown | unknown | unknown | qit | esi | low | UNKNOWN, LC-ESI-QIT, LOW
unknown | unknown | unknown | qqq | esi | low | UNKNOWN, LC-ESI-QQQ, LOW
unknown | unknown | unknown | qqq | esi | low | UNKNOWN, LC-ESI-QQQ, LOW
unknown | unknown | unknown | qqq | esi | low | UNKNOWN, LC-ESI-QQQ, LOW
unknown | unknown | unknown | qtof | esi | high | UNKNOWN, LC-ESI-QTOF, HIGH
unknown | unknown | unknown | qtof | esi | high | UNKNOWN, LC-ESI-QTOF, HIGH
unknown | unknown | unknown | qq | esi | low | UNKNOWN, LC-ESI-QQ, LOW
unknown | unknown | unknown | qq | esi | low | UNKNOWN, LC-ESI-QQ, LOW
unknown | unknown | unknown | qqq | esi | low | UNKNOWN, LC-ESI-QQQ, LOW
unknown | unknown | unknown | qqq | esi | low | UNKNOWN, LC-ESI-QQQ, LOW
unknown | unknown | unknown | qq | esi | low | UNKNOWN, LC-ESI-QQ, LOW
unknown | unknown | unknown | qtof | esi | high | UNKNOWN, LC-ESI-QTOF, HIGH
unknown | unknown | unknown | tof | esi | high | UNKNOWN, LC-ESI-TOF, HIGH
unknown | unknown | lc | unknown | esi | low | UNKNOWN, LC-ESI-UNKNOWN, LOW
unknown | unknown | lc | unknown | esi | low | UNKNOWN, LC-ESI-UNKNOWN, LOW
unknown | unknown | lc | unknown | esi | high | UNKNOWN, LC-ESI-UNKNOWN, HIGH
unknown | unknown | lc | unknown | esi | high | UNKNOWN, LC-ESI-UNKNOWN, HIGH
unknown | unknown | lc | unknown | esi | low | UNKNOWN, LC-ESI-UNKNOWN, LOW
unknown | unknown | lc | unknown | esi | low | UNKNOWN, LC-ESI-UNKNOWN, LOW
unknown | unknown | unknown | ittof | apci | high | UNKNOWN, LC-APCI-ITTOF, HIGH
unknown | unknown | unknown | qq | esi | low | UNKNOWN, LC-ESI-QQ, LOW
unknown | unknown | unknown | qqq | esi | low | UNKNOWN, LC-ESI-QQQ, LOW
unknown | unknown | unknown | qq | esi | low | UNKNOWN, LC-ESI-QQ, LOW
unknown | unknown | unknown | qtof | esi | high | UNKNOWN, LC-ESI-QTOF, HIGH
unknown | unknown | unknown | qtof | esi | high | UNKNOWN, LC-ESI-QTOF, HIGH
unknown | unknown | unknown | qtof | esi | high | UNKNOWN, LC-ESI-QTOF, HIGH
unknown | unknown | unknown | qtof | esi | high | UNKNOWN, LC-ESI-QTOF, HIGH
unknown | unknown | unknown | q | apci | low | UNKNOWN, LC-APCI-Q, LOW
unknown | unknown | unknown | qtof | esi | high | UNKNOWN, LC-ESI-QTOF, HIGH
unknown | unknown | lc | unknown | esi | high | UNKNOWN, LC-ESI-UNKNOWN, HIGH
unknown | unknown | lc | unknown | esi | high | UNKNOWN, LC-ESI-UNKNOWN, HIGH
unknown | unknown | lc | unknown | apci | low | UNKNOWN, LC-APCI-UNKNOWN, LOW
unknown | unknown | lc | unknown | esi | high | UNKNOWN, LC-ESI-UNKNOWN, HIGH
unknown | unknown | lc | unknown | esi | high | UNKNOWN, LC-ESI-UNKNOWN, HIGH
unknown | unknown | lc | unknown | esi | high | UNKNOWN, LC-ESI-UNKNOWN, HIGH
unknown | unknown | lc | unknown | esi | low | UNKNOWN, LC-ESI-UNKNOWN, LOW
unknown | unknown | lc | unknown | esi | low | UNKNOWN, LC-ESI-UNKNOWN, LOW
unknown | unknown | lc | unknown | esi | low | UNKNOWN, LC-ESI-UNKNOWN, LOW
unknown | unknown | lc | unknown | esi | low | UNKNOWN, LC-ESI-UNKNOWN, LOW
unknown | unknown | lc | unknown | esi | low | UNKNOWN, LC-ESI-UNKNOWN, LOW
unknown | unknown | lc | unknown | esi | high | UNKNOWN, LC-ESI-UNKNOWN, HIGH
unknown | unknown | lc | unknown | esi | high | UNKNOWN, LC-ESI-UNKNOWN, HIGH
unknown | unknown | lc | unknown | esi | low | UNKNOWN, LC-ESI-UNKNOWN, LOW
unknown | unknown | lc | unknown | esi | low | UNKNOWN, LC-ESI-UNKNOWN, LOW
unknown | unknown | lc | unknown | esi | low | UNKNOWN, LC-ESI-UNKNOWN, LOW
unknown | unknown | lc | qtof | unknown | high | UNKNOWN, LC-UNKNOWN-QTOF, HIGH
unknown | unknown | lc | qq | unknown | low | UNKNOWN, LC-UNKNOWN-QQ, LOW
unknown | unknown | lc | qq | unknown | low | UNKNOWN, LC-UNKNOWN-QQ, LOW
unknown | unknown | lc | qqq | unknown | low | UNKNOWN, LC-UNKNOWN-QQQ, LOW
unknown | unknown | lc | qqq | unknown | low | UNKNOWN, LC-UNKNOWN-QQQ, LOW
unknown | unknown | lc | qq | unknown | low | UNKNOWN, LC-UNKNOWN-QQ, LOW
unknown | unknown | lc | qtof | unknown | high | UNKNOWN, LC-UNKNOWN-QTOF, HIGH
unknown | unknown | lc | tof | unknown | high | UNKNOWN, LC-UNKNOWN-TOF, HIGH
unknown | unknown | lc | q | unknown | low | UNKNOWN, LC-UNKNOWN-Q, LOW
unknown | unknown | lc | qqq | unknown | low | UNKNOWN, LC-UNKNOWN-QQQ, LOW
unknown | unknown | lc | unknown | apci | high | UNKNOWN, LC-APCI-UNKNOWN, HIGH
unknown | unknown | lc | unknown | esi | low | UNKNOWN, LC-ESI-UNKNOWN, LOW
unknown | unknown | lc | unknown | esi | low | UNKNOWN, LC-ESI-UNKNOWN, LOW
unknown | unknown | lc | unknown | esi | low | UNKNOWN, LC-ESI-UNKNOWN, LOW
unknown | unknown | lc | unknown | esi | high | UNKNOWN, LC-ESI-UNKNOWN, HIGH
unknown | unknown | lc | unknown | esi | high | UNKNOWN, LC-ESI-UNKNOWN, HIGH
unknown | unknown | lc | qqq | unknown | low | UNKNOWN, LC-UNKNOWN-QQQ, LOW
unknown | unknown | lc | qq | unknown | low | UNKNOWN, LC-UNKNOWN-QQ, LOW
unknown | unknown | lc | qtof | unknown | high | UNKNOWN, LC-UNKNOWN-QTOF, HIGH
unknown | unknown | lc | qtof | unknown | high | UNKNOWN, LC-UNKNOWN-QTOF, HIGH
unknown | unknown | lc | qtof | unknown | high | UNKNOWN, LC-UNKNOWN-QTOF, HIGH
unknown | unknown | lc | qtof | unknown | high | UNKNOWN, LC-UNKNOWN-QTOF, HIGH
unknown | unknown | lc | q | unknown | low | UNKNOWN, LC-UNKNOWN-Q, LOW
unknown | unknown | lc | qtof | unknown | high | UNKNOWN, LC-UNKNOWN-QTOF, HIGH
unknown | unknown | lc | qtof | unknown | high | UNKNOWN, LC-UNKNOWN-QTOF, HIGH
unknown | unknown | lc | qtof | unknown | high | UNKNOWN, LC-UNKNOWN-QTOF, HIGH
unknown | unknown | lc | qq | unknown | low | UNKNOWN, LC-UNKNOWN-QQ, LOW
unknown | unknown | lc | qit | unknown | low | UNKNOWN, LC-UNKNOWN-QIT, LOW
unknown | unknown | lc | qqq | unknown | low | UNKNOWN, LC-UNKNOWN-QQQ, LOW
unknown | unknown | lc | qqq | unknown | low | UNKNOWN, LC-UNKNOWN-QQQ, LOW
unknown | unknown | lc | qqq | unknown | low | UNKNOWN, LC-UNKNOWN-QQQ, LOW
unknown | unknown | lc | qtof | unknown | high | UNKNOWN, LC-UNKNOWN-QTOF, HIGH
unknown | unknown | lc | qqq | esi | unknown | UNKNOWN, LC-ESI-QQQ, UNKNOWN
unknown | unknown | lc | qqq | esi | unknown | UNKNOWN, LC-ESI-QQQ, UNKNOWN
unknown | unknown | lc | qqq | esi | unknown | UNKNOWN, LC-ESI-QQQ, UNKNOWN
unknown | unknown | lc | qtof | esi | unknown | UNKNOWN, LC-ESI-QTOF, UNKNOWN
unknown | unknown | lc | qtof | esi | unknown | UNKNOWN, LC-ESI-QTOF, UNKNOWN
unknown | unknown | lc | qq | esi | unknown | UNKNOWN, LC-ESI-QQ, UNKNOWN
unknown | unknown | lc | qq | esi | unknown | UNKNOWN, LC-ESI-QQ, UNKNOWN
unknown | unknown | lc | qqq | esi | unknown | UNKNOWN, LC-ESI-QQQ, UNKNOWN
unknown | unknown | lc | qqq | esi | unknown | UNKNOWN, LC-ESI-QQQ, UNKNOWN
unknown | unknown | lc | qq | esi | unknown | UNKNOWN, LC-ESI-QQ, UNKNOWN
unknown | unknown | lc | qtof | esi | unknown | UNKNOWN, LC-ESI-QTOF, UNKNOWN
unknown | unknown | lc | tof | esi | unknown | UNKNOWN, LC-ESI-TOF, UNKNOWN
unknown | unknown | lc | q | esi | unknown | UNKNOWN, LC-ESI-Q, UNKNOWN
unknown | unknown | lc | qqq | esi | unknown | UNKNOWN, LC-ESI-QQQ, UNKNOWN
unknown | unknown | lc | ittof | unknown | high | UNKNOWN, LC-UNKNOWN-ITTOF, HIGH
unknown | unknown | lc | qq | unknown | low | UNKNOWN, LC-UNKNOWN-QQ, LOW
unknown | unknown | lc | ittof | apci | unknown | UNKNOWN, LC-APCI-ITTOF, UNKNOWN
unknown | unknown | lc | qq | esi | unknown | UNKNOWN, LC-ESI-QQ, UNKNOWN
unknown | unknown | lc | qqq | esi | unknown | UNKNOWN, LC-ESI-QQQ, UNKNOWN
unknown | unknown | lc | qq | esi | unknown | UNKNOWN, LC-ESI-QQ, UNKNOWN
unknown | unknown | lc | qtof | esi | unknown | UNKNOWN, LC-ESI-QTOF, UNKNOWN
unknown | unknown | lc | qtof | esi | unknown | UNKNOWN, LC-ESI-QTOF, UNKNOWN
unknown | unknown | lc | qtof | esi | unknown | UNKNOWN, LC-ESI-QTOF, UNKNOWN
unknown | unknown | lc | qtof | esi | unknown | UNKNOWN, LC-ESI-QTOF, UNKNOWN
unknown | unknown | lc | q | apci | unknown | UNKNOWN, LC-APCI-Q, UNKNOWN
unknown | unknown | lc | qtof | esi | unknown | UNKNOWN, LC-ESI-QTOF, UNKNOWN
unknown | unknown | lc | qtof | esi | unknown | UNKNOWN, LC-ESI-QTOF, UNKNOWN
unknown | unknown | lc | qtof | esi | unknown | UNKNOWN, LC-ESI-QTOF, UNKNOWN
unknown | unknown | lc | qq | esi | unknown | UNKNOWN, LC-ESI-QQ, UNKNOWN
unknown | unknown | lc | qit | esi | unknown | UNKNOWN, LC-ESI-QIT, UNKNOWN
unknown | unknown | lc | unknown | unknown | unknown | UNKNOWN, LC-UNKNOWN-UNKNOWN, UNKNOWN
unknown | unknown | lc | unknown | unknown | unknown | UNKNOWN, LC-UNKNOWN-UNKNOWN, UNKNOWN
unknown | unknown | lc | unknown | unknown | unknown | UNKNOWN, LC-UNKNOWN-UNKNOWN, UNKNOWN
unknown | unknown | lc | unknown | unknown | unknown | UNKNOWN, LC-UNKNOWN-UNKNOWN, UNKNOWN
unknown | unknown | lc | unknown | unknown | unknown | UNKNOWN, LC-UNKNOWN-UNKNOWN, UNKNOWN
unknown | unknown | lc | unknown | unknown | unknown | UNKNOWN, LC-UNKNOWN-UNKNOWN, UNKNOWN
unknown | unknown | lc | unknown | unknown | unknown | UNKNOWN, LC-UNKNOWN-UNKNOWN, UNKNOWN
unknown | unknown | lc | unknown | unknown | unknown | UNKNOWN, LC-UNKNOWN-UNKNOWN, UNKNOWN
unknown | unknown | unknown | ittof | unknown | unknown | UNKNOWN, UNKNOWN-UNKNOWN-ITTOF, UNKNOWN
unknown | unknown | unknown | qq | unknown | unknown | UNKNOWN, UNKNOWN-UNKNOWN-QQ, UNKNOWN
unknown | unknown | unknown | qqq | unknown | unknown | UNKNOWN, UNKNOWN-UNKNOWN-QQQ, UNKNOWN
unknown | unknown | unknown | qq | unknown | unknown | UNKNOWN, UNKNOWN-UNKNOWN-QQ, UNKNOWN
unknown | unknown | unknown | qtof | unknown | unknown | UNKNOWN, UNKNOWN-UNKNOWN-QTOF, UNKNOWN
unknown | unknown | unknown | qtof | unknown | unknown | UNKNOWN, UNKNOWN-UNKNOWN-QTOF, UNKNOWN
unknown | unknown | unknown | qtof | unknown | unknown | UNKNOWN, UNKNOWN-UNKNOWN-QTOF, UNKNOWN
unknown | unknown | unknown | qtof | unknown | unknown | UNKNOWN, UNKNOWN-UNKNOWN-QTOF, UNKNOWN
waters | xevo tq | lc | qq | esi | unknown | Waters Xevo TQ, LC-ESI-QQ, UNKNOWN
unknown | xevo g2 | unknown | unknown | esi | high | Waters Xevo G2, LC-ESI-QTOF, HIGH
unknown | quattro | unknown | unknown | esi | low | Waters Quattro, LC-ESI-QQQ, LOW
unknown | xevo tq | unknown | unknown | esi | low | Waters Xevo TQ, LC-ESI-QQ, LOW
unknown | unknown | lc | qqq | esi | low | UNKNOWN, LC-ESI-QQQ, LOW
unknown | unknown | lc | qtof | esi | high | UNKNOWN, LC-ESI-QTOF, HIGH
unknown | unknown | lc | qtof | esi | high | UNKNOWN, LC-ESI-QTOF, HIGH
unknown | unknown | lc | qq | esi | low | UNKNOWN, LC-ESI-QQ, LOW
unknown | unknown | lc | qq | esi | low | UNKNOWN, LC-ESI-QQ, LOW
unknown | unknown | lc | qqq | esi | low | UNKNOWN, LC-ESI-QQQ, LOW
unknown | unknown | lc | qqq | esi | low | UNKNOWN, LC-ESI-QQQ, LOW
unknown | unknown | lc | qq | esi | low | UNKNOWN, LC-ESI-QQ, LOW
unknown | unknown | lc | qtof | esi | high | UNKNOWN, LC-ESI-QTOF, HIGH
unknown | unknown | lc | tof | esi | high | UNKNOWN, LC-ESI-TOF, HIGH
unknown | unknown | lc | q | esi | low | UNKNOWN, LC-ESI-Q, LOW
unknown | unknown | lc | qqq | esi | low | UNKNOWN, LC-ESI-QQQ, LOW
unknown | xevo g2 | unknown | qtof | unknown | high | Waters Xevo G2, LC-UNKNOWN-QTOF, HIGH
unknown | quattro | unknown | qqq | unknown | low | Waters Quattro, LC-UNKNOWN-QQQ, LOW
waters | xevo g2 | lc | qtof | esi | unknown | Waters Xevo G2, LC-ESI-QTOF, UNKNOWN
waters | quattro | lc | qqq | esi | unknown | Waters Quattro, LC-ESI-QQQ, UNKNOWN
unknown | xevo tq | unknown | qq | unknown | low | Waters Xevo TQ, LC-UNKNOWN-QQ, LOW
unknown | xevo g2 | unknown | qtof | esi | unknown | Waters Xevo G2, LC-ESI-QTOF, UNKNOWN
unknown | quattro | unknown | qqq | esi | unknown | Waters Quattro, LC-ESI-QQQ, UNKNOWN
waters | xevo tq | lc | qq | unknown | low | Waters Xevo TQ, LC-UNKNOWN-QQ, LOW
waters | xevo g2 | lc | qtof | unknown | high | Waters Xevo G2, LC-UNKNOWN-QTOF, HIGH
unknown | xevo tq | unknown | qq | esi | unknown | Waters Xevo TQ, LC-ESI-QQ, UNKNOWN
unknown | unknown | unknown | q | unknown | unknown | UNKNOWN, UNKNOWN-UNKNOWN-Q, UNKNOWN
unknown | unknown | unknown | qtof | unknown | unknown | UNKNOWN, UNKNOWN-UNKNOWN-QTOF, UNKNOWN
unknown | unknown | unknown | qtof | unknown | unknown | UNKNOWN, UNKNOWN-UNKNOWN-QTOF, UNKNOWN
unknown | unknown | unknown | qtof | unknown | unknown | UNKNOWN, UNKNOWN-UNKNOWN-QTOF, UNKNOWN
unknown | unknown | unknown | qq | unknown | unknown | UNKNOWN, UNKNOWN-UNKNOWN-QQ, UNKNOWN
unknown | unknown | unknown | qit | unknown | unknown | UNKNOWN, UNKNOWN-UNKNOWN-QIT, UNKNOWN
unknown | unknown | unknown | qqq | unknown | unknown | UNKNOWN, UNKNOWN-UNKNOWN-QQQ, UNKNOWN
unknown | unknown | unknown | qqq | unknown | unknown | UNKNOWN, UNKNOWN-UNKNOWN-QQQ, UNKNOWN
unknown | unknown | unknown | qqq | unknown | unknown | UNKNOWN, UNKNOWN-UNKNOWN-QQQ, UNKNOWN
unknown | unknown | unknown | qtof | unknown | unknown | UNKNOWN, UNKNOWN-UNKNOWN-QTOF, UNKNOWN
unknown | unknown | unknown | qtof | unknown | unknown | UNKNOWN, UNKNOWN-UNKNOWN-QTOF, UNKNOWN
unknown | unknown | unknown | qq | unknown | unknown | UNKNOWN, UNKNOWN-UNKNOWN-QQ, UNKNOWN
unknown | unknown | unknown | qq | unknown | unknown | UNKNOWN, UNKNOWN-UNKNOWN-QQ, UNKNOWN
unknown | unknown | unknown | qqq | unknown | unknown | UNKNOWN, UNKNOWN-UNKNOWN-QQQ, UNKNOWN
unknown | unknown | unknown | qqq | unknown | unknown | UNKNOWN, UNKNOWN-UNKNOWN-QQQ, UNKNOWN
unknown | unknown | unknown | qq | unknown | unknown | UNKNOWN, UNKNOWN-UNKNOWN-QQ, UNKNOWN
unknown | xevo tq | lc | unknown | unknown | low | Waters Xevo TQ, LC-UNKNOWN-QQ, LOW
unknown | xevo g2 | lc | unknown | unknown | high | Waters Xevo G2, LC-UNKNOWN-QTOF, HIGH
unknown | quattro | lc | unknown | unknown | low | Waters Quattro, LC-UNKNOWN-QQQ, LOW
unknown | quattro | lc | unknown | esi | unknown | Waters Quattro, LC-ESI-QQQ, UNKNOWN
waters | quattro | lc | qqq | unknown | low | Waters Quattro, LC-UNKNOWN-QQQ, LOW
unknown | xevo tq | lc | unknown | esi | unknown | Waters Xevo TQ, LC-ESI-QQ, UNKNOWN
unknown | xevo g2 | lc | unknown | esi | unknown | Waters Xevo G2, LC-ESI-QTOF, UNKNOWN
unknown | xevo tq | lc | qq | unknown | unknown | Waters Xevo TQ, LC-UNKNOWN-QQ, UNKNOWN
unknown | xevo g2 | lc | qtof | unknown | unknown | Waters Xevo G2, LC-UNKNOWN-QTOF, UNKNOWN
unknown | quattro | lc | qqq | unknown | unknown | Waters Quattro, LC-UNKNOWN-QQQ, UNKNOWN
waters | unknown | unknown | unknown | esi | low | Waters instrument, LC-ESI-UNKNOWN, LOW
waters | unknown | unknown | unknown | esi | low | Waters instrument, LC-ESI-UNKNOWN, LOW
waters | unknown | unknown | unknown | esi | low | Waters instrument, LC-ESI-UNKNOWN, LOW
waters | unknown | unknown | unknown | esi | low | Waters instrument, LC-ESI-UNKNOWN, LOW
waters | unknown | unknown | unknown | esi | low | Waters instrument, LC-ESI-UNKNOWN, LOW
waters | unknown | unknown | unknown | esi | high | Waters instrument, LC-ESI-UNKNOWN, HIGH
waters | unknown | unknown | unknown | esi | high | Waters instrument, LC-ESI-UNKNOWN, HIGH
waters | unknown | unknown | unknown | esi | low | Waters instrument, LC-ESI-UNKNOWN, LOW
waters | unknown | unknown | unknown | esi | low | Waters instrument, LC-ESI-UNKNOWN, LOW
waters | unknown | unknown | unknown | esi | low | Waters instrument, LC-ESI-UNKNOWN, LOW
waters | unknown | unknown | unknown | esi | low | Waters instrument, LC-ESI-UNKNOWN, LOW
waters | unknown | unknown | unknown | esi | low | Waters instrument, LC-ESI-UNKNOWN, LOW
waters | unknown | unknown | unknown | esi | high | Waters instrument, LC-ESI-UNKNOWN, HIGH
waters | unknown | unknown | unknown | esi | high | Waters instrument, LC-ESI-UNKNOWN, HIGH
waters | unknown | unknown | unknown | esi | low | Waters instrument, LC-ESI-UNKNOWN, LOW
waters | unknown | unknown | unknown | esi | low | Waters instrument, LC-ESI-UNKNOWN, LOW
waters | unknown | unknown | qtof | unknown | high | Waters instrument, UNKNOWN-UNKNOWN-QTOF, HIGH
waters | unknown | unknown | tof | unknown | high | Waters instrument, UNKNOWN-UNKNOWN-TOF, HIGH
waters | unknown | unknown | q | unknown | low | Waters instrument, UNKNOWN-UNKNOWN-Q, LOW
waters | unknown | unknown | qqq | unknown | low | Waters instrument, UNKNOWN-UNKNOWN-QQQ, LOW
waters | unknown | unknown | unknown | apci | high | Waters instrument, LC-APCI-UNKNOWN, HIGH
waters | unknown | unknown | unknown | esi | low | Waters instrument, LC-ESI-UNKNOWN, LOW
waters | unknown | unknown | unknown | esi | low | Waters instrument, LC-ESI-UNKNOWN, LOW
waters | unknown | unknown | unknown | esi | low | Waters instrument, LC-ESI-UNKNOWN, LOW
waters | unknown | unknown | unknown | esi | high | Waters instrument, LC-ESI-UNKNOWN, HIGH
waters | unknown | unknown | unknown | esi | high | Waters instrument, LC-ESI-UNKNOWN, HIGH
waters | unknown | unknown | unknown | esi | high | Waters instrument, LC-ESI-UNKNOWN, HIGH
waters | unknown | unknown | unknown | esi | high | Waters instrument, LC-ESI-UNKNOWN, HIGH
waters | unknown | unknown | unknown | apci | low | Waters instrument, LC-APCI-UNKNOWN, LOW
waters | unknown | unknown | unknown | esi | high | Waters instrument, LC-ESI-UNKNOWN, HIGH
waters | unknown | unknown | unknown | esi | high | Waters instrument, LC-ESI-UNKNOWN, HIGH
waters | unknown | unknown | unknown | esi | high | Waters instrument, LC-ESI-UNKNOWN, HIGH
waters | unknown | unknown | q | unknown | low | Waters instrument, UNKNOWN-UNKNOWN-Q, LOW
waters | unknown | unknown | qtof | unknown | high | Waters instrument, UNKNOWN-UNKNOWN-QTOF, HIGH
waters | unknown | unknown | qtof | unknown | high | Waters instrument, UNKNOWN-UNKNOWN-QTOF, HIGH
waters | unknown | unknown | qtof | unknown | high | Waters instrument, UNKNOWN-UNKNOWN-QTOF, HIGH
waters | unknown | unknown | qq | unknown | low | Waters instrument, UNKNOWN-UNKNOWN-QQ, LOW
waters | unknown | unknown | qit | unknown | low | Waters instrument, UNKNOWN-UNKNOWN-QIT, LOW
waters | unknown | unknown | qqq | unknown | low | Waters instrument, UNKNOWN-UNKNOWN-QQQ, LOW
waters | unknown | unknown | qqq | unknown | low | Waters instrument, UNKNOWN-UNKNOWN-QQQ, LOW
waters | unknown | unknown | qqq | unknown | low | Waters instrument, UNKNOWN-UNKNOWN-QQQ, LOW
waters | unknown | unknown | qtof | unknown | high | Waters instrument, UNKNOWN-UNKNOWN-QTOF, HIGH
waters | unknown | unknown | qtof | unknown | high | Waters instrument, UNKNOWN-UNKNOWN-QTOF, HIGH
waters | unknown | unknown | qq | unknown | low | Waters instrument, UNKNOWN-UNKNOWN-QQ, LOW
waters | unknown | unknown | qq | unknown | low | Waters instrument, UNKNOWN-UNKNOWN-QQ, LOW
waters | unknown | unknown | qqq | unknown | low | Waters instrument, UNKNOWN-UNKNOWN-QQQ, LOW
waters | unknown | unknown | qqq | unknown | low | Waters instrument, UNKNOWN-UNKNOWN-QQQ, LOW
waters | unknown | unknown | qq | unknown | low | Waters instrument, UNKNOWN-UNKNOWN-QQ, LOW
waters | unknown | unknown | qq | esi | unknown | Waters instrument, LC-ESI-QQ, UNKNOWN
waters | unknown | unknown | qqq | esi | unknown | Waters instrument, LC-ESI-QQQ, UNKNOWN
waters | unknown | unknown | qqq | esi | unknown | Waters instrument, LC-ESI-QQQ, UNKNOWN
waters | unknown | unknown | qq | esi | unknown | Waters instrument, LC-ESI-QQ, UNKNOWN
waters | unknown | unknown | qtof | esi | unknown | Waters instrument, LC-ESI-QTOF, UNKNOWN
waters | unknown | unknown | tof | esi | unknown | Waters instrument, LC-ESI-TOF, UNKNOWN
waters | unknown | unknown | q | esi | unknown | Waters instrument, LC-ESI-Q, UNKNOWN
waters | unknown | unknown | qqq | esi | unknown | Waters instrument, LC-ESI-QQQ, UNKNOWN
waters | unknown | unknown | ittof | unknown | high | Waters instrument, UNKNOWN-UNKNOWN-ITTOF, HIGH
waters | unknown | unknown | qq | unknown | low | Waters instrument, UNKNOWN-UNKNOWN-QQ, LOW
waters | unknown | lc | qq | esi | unknown | Waters instrument, LC-ESI-QQ, UNKNOWN
waters | unknown | unknown | qq | unknown | low | Waters instrument, UNKNOWN-UNKNOWN-QQ, LOW
waters | unknown | unknown | qtof | unknown | high | Waters instrument, UNKNOWN-UNKNOWN-QTOF, HIGH
waters | unknown | unknown | qtof | unknown | high | Waters instrument, UNKNOWN-UNKNOWN-QTOF, HIGH
waters | unknown | unknown | qtof | unknown | high | Waters instrument, UNKNOWN-UNKNOWN-QTOF, HIGH
waters | unknown | unknown | qtof | unknown | high | Waters instrument, UNKNOWN-UNKNOWN-QTOF, HIGH
waters | unknown | unknown | qtof | esi | unknown | Waters instrument, LC-ESI-QTOF, UNKNOWN
waters | unknown | unknown | qtof | esi | unknown | Waters instrument, LC-ESI-QTOF, UNKNOWN
waters | unknown | unknown | qtof | esi | unknown | Waters instrument, LC-ESI-QTOF, UNKNOWN
waters | unknown | unknown | qtof | esi | unknown | Waters instrument, LC-ESI-QTOF, UNKNOWN
waters | unknown | unknown | q | apci | unknown | Waters instrument, LC-APCI-Q, UNKNOWN
waters | unknown | unknown | qtof | esi | unknown | Waters instrument, LC-ESI-QTOF, UNKNOWN
waters | unknown | unknown | qtof | esi | unknown | Waters instrument, LC-ESI-QTOF, UNKNOWN
waters | unknown | unknown | qtof | esi | unknown | Waters instrument, LC-ESI-QTOF, UNKNOWN
waters | unknown | unknown | qq | esi | unknown | Waters instrument, LC-ESI-QQ, UNKNOWN
waters | unknown | unknown | qit | esi | unknown | Waters instrument, LC-ESI-QIT, UNKNOWN
waters | unknown | unknown | qqq | esi | unknown | Waters instrument, LC-ESI-QQQ, UNKNOWN
waters | unknown | unknown | qqq | esi | unknown | Waters instrument, LC-ESI-QQQ, UNKNOWN
waters | unknown | unknown | qqq | esi | unknown | Waters instrument, LC-ESI-QQQ, UNKNOWN
waters | unknown | unknown | qtof | esi | unknown | Waters instrument, LC-ESI-QTOF, UNKNOWN
waters | unknown | unknown | qtof | esi | unknown | Waters instrument, LC-ESI-QTOF, UNKNOWN
waters | unknown | unknown | qq | esi | unknown | Waters instrument, LC-ESI-QQ, UNKNOWN
waters | unknown | lc | unknown | unknown | low | Waters instrument, LC-UNKNOWN-UNKNOWN, LOW
waters | unknown | lc | unknown | unknown | high | Waters instrument, LC-UNKNOWN-UNKNOWN, HIGH
waters | unknown | lc | unknown | unknown | high | Waters instrument, LC-UNKNOWN-UNKNOWN, HIGH
waters | unknown | lc | unknown | unknown | low | Waters instrument, LC-UNKNOWN-UNKNOWN, LOW
waters | unknown | lc | unknown | unknown | low | Waters instrument, LC-UNKNOWN-UNKNOWN, LOW
waters | unknown | lc | unknown | unknown | low | Waters instrument, LC-UNKNOWN-UNKNOWN, LOW
waters | unknown | lc | unknown | unknown | low | Waters instrument, LC-UNKNOWN-UNKNOWN, LOW
waters | unknown | lc | unknown | unknown | low | Waters instrument, LC-UNKNOWN-UNKNOWN, LOW
waters | unknown | lc | unknown | unknown | high | Waters instrument, LC-UNKNOWN-UNKNOWN, HIGH
waters | unknown | lc | unknown | unknown | high | Waters instrument, LC-UNKNOWN-UNKNOWN, HIGH
waters | unknown | lc | unknown | unknown | low | Waters instrument, LC-UNKNOWN-UNKNOWN, LOW
waters | unknown | lc | unknown | unknown | low | Waters instrument, LC-UNKNOWN-UNKNOWN, LOW
waters | unknown | unknown | ittof | apci | unknown | Waters instrument, LC-APCI-ITTOF, UNKNOWN
waters | unknown | unknown | qq | esi | unknown | Waters instrument, LC-ESI-QQ, UNKNOWN
waters | unknown | unknown | qqq | esi | unknown | Waters instrument, LC-ESI-QQQ, UNKNOWN
waters | unknown | unknown | qq | esi | unknown | Waters instrument, LC-ESI-QQ, UNKNOWN
waters | unknown | lc | unknown | unknown | high | Waters instrument, LC-UNKNOWN-UNKNOWN, HIGH
waters | unknown | lc | unknown | unknown | low | Waters instrument, LC-UNKNOWN-UNKNOWN, LOW
waters | unknown | lc | unknown | unknown | low | Waters instrument, LC-UNKNOWN-UNKNOWN, LOW
waters | unknown | lc | unknown | unknown | low | Waters instrument, LC-UNKNOWN-UNKNOWN, LOW
waters | unknown | lc | unknown | unknown | high | Waters instrument, LC-UNKNOWN-UNKNOWN, HIGH
waters | unknown | lc | unknown | unknown | high | Waters instrument, LC-UNKNOWN-UNKNOWN, HIGH
waters | unknown | lc | unknown | unknown | high | Waters instrument, LC-UNKNOWN-UNKNOWN, HIGH
waters | unknown | lc | unknown | unknown | high | Waters instrument, LC-UNKNOWN-UNKNOWN, HIGH
waters | unknown | lc | unknown | unknown | low | Waters instrument, LC-UNKNOWN-UNKNOWN, LOW
waters | unknown | lc | unknown | unknown | high | Waters instrument, LC-UNKNOWN-UNKNOWN, HIGH
waters | unknown | lc | unknown | unknown | high | Waters instrument, LC-UNKNOWN-UNKNOWN, HIGH
waters | unknown | lc | unknown | unknown | high | Waters instrument, LC-UNKNOWN-UNKNOWN, HIGH
waters | unknown | lc | unknown | unknown | low | Waters instrument, LC-UNKNOWN-UNKNOWN, LOW
waters | unknown | lc | unknown | unknown | low | Waters instrument, LC-UNKNOWN-UNKNOWN, LOW
waters | unknown | lc | unknown | unknown | low | Waters instrument, LC-UNKNOWN-UNKNOWN, LOW
waters | unknown | lc | unknown | unknown | low | Waters instrument, LC-UNKNOWN-UNKNOWN, LOW
waters | unknown | lc | unknown | esi | unknown | Waters instrument, LC-ESI-UNKNOWN, UNKNOWN
waters | unknown | lc | unknown | esi | unknown | Waters instrument, LC-ESI-UNKNOWN, UNKNOWN
waters | unknown | lc | unknown | esi | unknown | Waters instrument, LC-ESI-UNKNOWN, UNKNOWN
waters | unknown | lc | unknown | esi | unknown | Waters instrument, LC-ESI-UNKNOWN, UNKNOWN
waters | unknown | lc | unknown | esi | unknown | Waters instrument, LC-ESI-UNKNOWN, UNKNOWN
waters | unknown | lc | unknown | esi | unknown | Waters instrument, LC-ESI-UNKNOWN, UNKNOWN
waters | unknown | lc | unknown | esi | unknown | Waters instrument, LC-ESI-UNKNOWN, UNKNOWN
waters | unknown | lc | unknown | esi | unknown | Waters instrument, LC-ESI-UNKNOWN, UNKNOWN
waters | unknown | lc | unknown | esi | unknown | Waters instrument, LC-ESI-UNKNOWN, UNKNOWN
waters | unknown | lc | unknown | esi | unknown | Waters instrument, LC-ESI-UNKNOWN, UNKNOWN
waters | unknown | lc | unknown | esi | unknown | Waters instrument, LC-ESI-UNKNOWN, UNKNOWN
waters | unknown | lc | unknown | esi | unknown | Waters instrument, LC-ESI-UNKNOWN, UNKNOWN
waters | unknown | lc | unknown | esi | unknown | Waters instrument, LC-ESI-UNKNOWN, UNKNOWN
waters | unknown | lc | unknown | esi | unknown | Waters instrument, LC-ESI-UNKNOWN, UNKNOWN
waters | unknown | lc | unknown | esi | unknown | Waters instrument, LC-ESI-UNKNOWN, UNKNOWN
waters | unknown | lc | unknown | esi | unknown | Waters instrument, LC-ESI-UNKNOWN, UNKNOWN
waters | unknown | lc | qtof | unknown | unknown | Waters instrument, LC-UNKNOWN-QTOF, UNKNOWN
waters | unknown | lc | tof | unknown | unknown | Waters instrument, LC-UNKNOWN-TOF, UNKNOWN
waters | unknown | lc | q | unknown | unknown | Waters instrument, LC-UNKNOWN-Q, UNKNOWN
waters | unknown | lc | qqq | unknown | unknown | Waters instrument, LC-UNKNOWN-QQQ, UNKNOWN
waters | unknown | lc | unknown | apci | unknown | Waters instrument, LC-APCI-UNKNOWN, UNKNOWN
waters | unknown | lc | unknown | esi | unknown | Waters instrument, LC-ESI-UNKNOWN, UNKNOWN
waters | unknown | lc | unknown | esi | unknown | Waters instrument, LC-ESI-UNKNOWN, UNKNOWN
waters | unknown | lc | unknown | esi | unknown | Waters instrument, LC-ESI-UNKNOWN, UNKNOWN
waters | unknown | lc | unknown | esi | unknown | Waters instrument, LC-ESI-UNKNOWN, UNKNOWN
waters | unknown | lc | unknown | esi | unknown | Waters instrument, LC-ESI-UNKNOWN, UNKNOWN
waters | unknown | lc | unknown | esi | unknown | Waters instrument, LC-ESI-UNKNOWN, UNKNOWN
waters | unknown | lc | unknown | esi | unknown | Waters instrument, LC-ESI-UNKNOWN, UNKNOWN
waters | unknown | lc | unknown | apci | unknown | Waters instrument, LC-APCI-UNKNOWN, UNKNOWN
waters | unknown | lc | unknown | esi | unknown | Waters instrument, LC-ESI-UNKNOWN, UNKNOWN
waters | unknown | lc | unknown | esi | unknown | Waters instrument, LC-ESI-UNKNOWN, UNKNOWN
waters | unknown | lc | unknown | esi | unknown | Waters instrument, LC-ESI-UNKNOWN, UNKNOWN
waters | unknown | lc | q | unknown | unknown | Waters instrument, LC-UNKNOWN-Q, UNKNOWN
waters | unknown | lc | qtof | unknown | unknown | Waters instrument, LC-UNKNOWN-QTOF, UNKNOWN
waters | unknown | lc | qtof | unknown | unknown | Waters instrument, LC-UNKNOWN-QTOF, UNKNOWN
waters | unknown | lc | qtof | unknown | unknown | Waters instrument, LC-UNKNOWN-QTOF, UNKNOWN
waters | unknown | lc | qq | unknown | unknown | Waters instrument, LC-UNKNOWN-QQ, UNKNOWN
waters | unknown | lc | qit | unknown | unknown | Waters instrument, LC-UNKNOWN-QIT, UNKNOWN
waters | unknown | lc | qqq | unknown | unknown | Waters instrument, LC-UNKNOWN-QQQ, UNKNOWN
waters | unknown | lc | qqq | unknown | unknown | Waters instrument, LC-UNKNOWN-QQQ, UNKNOWN
waters | unknown | lc | qqq | unknown | unknown | Waters instrument, LC-UNKNOWN-QQQ, UNKNOWN
waters | unknown | lc | qtof | unknown | unknown | Waters instrument, LC-UNKNOWN-QTOF, UNKNOWN
waters | unknown | lc | qtof | unknown | unknown | Waters instrument, LC-UNKNOWN-QTOF, UNKNOWN
waters | unknown | lc | qq | unknown | unknown | Waters instrument, LC-UNKNOWN-QQ, UNKNOWN
waters | unknown | lc | qq | unknown | unknown | Waters instrument, LC-UNKNOWN-QQ, UNKNOWN
waters | unknown | lc | qqq | unknown | unknown | Waters instrument, LC-UNKNOWN-QQQ, UNKNOWN
waters | unknown | lc | qqq | unknown | unknown | Waters instrument, LC-UNKNOWN-QQQ, UNKNOWN
waters | unknown | lc | qq | unknown | unknown | Waters instrument, LC-UNKNOWN-QQ, UNKNOWN
waters | unknown | lc | qtof | unknown | unknown | Waters instrument, LC-UNKNOWN-QTOF, UNKNOWN
waters | unknown | lc | qtof | unknown | unknown | Waters instrument, LC-UNKNOWN-QTOF, UNKNOWN
waters | unknown | unknown | unknown | unknown | unknown | Waters instrument, UNKNOWN, UNKNOWN
unknown | xevo g2 | unknown | unknown | unknown | unknown | Waters Xevo G2, LC-UNKNOWN-QTOF, UNKNOWN
waters | unknown | unknown | unknown | unknown | unknown | Waters instrument, UNKNOWN, UNKNOWN
waters | xevo tq | lc | unknown | esi | low | Waters Xevo TQ, LC-ESI-QQ, LOW
waters | unknown | unknown | unknown | unknown | unknown | Waters instrument, UNKNOWN, UNKNOWN
waters | unknown | unknown | unknown | unknown | unknown | Waters instrument, UNKNOWN, UNKNOWN
waters | xevo g2 | lc | unknown | esi | high | Waters Xevo G2, LC-ESI-QTOF, HIGH
waters | unknown | lc | unknown | unknown | unknown | Waters instrument, LC-UNKNOWN-UNKNOWN, UNKNOWN
unknown | quattro | unknown | unknown | unknown | unknown | Waters Quattro, LC-UNKNOWN-QQQ, UNKNOWN
unknown | xevo tq | lc | qq | unknown | low | Waters Xevo TQ, LC-UNKNOWN-QQ, LOW
unknown | unknown | unknown | qtof | unknown | unknown | UNKNOWN, UNKNOWN-UNKNOWN-QTOF, UNKNOWN
unknown | unknown | unknown | tof | unknown | unknown | UNKNOWN, UNKNOWN-UNKNOWN-TOF, UNKNOWN
unknown | unknown | unknown | q | unknown | unknown | UNKNOWN, UNKNOWN-UNKNOWN-Q, UNKNOWN
unknown | unknown | unknown | qqq | unknown | unknown | UNKNOWN, UNKNOWN-UNKNOWN-QQQ, UNKNOWN
unknown | unknown | unknown | unknown | apci | unknown | UNKNOWN, LC-APCI-UNKNOWN, UNKNOWN
unknown | unknown | unknown | unknown | esi | unknown | UNKNOWN, LC-ESI-UNKNOWN, UNKNOWN
unknown | unknown | unknown | unknown | esi | unknown | UNKNOWN, LC-ESI-UNKNOWN, UNKNOWN
unknown | unknown | unknown | unknown | esi | unknown | UNKNOWN, LC-ESI-UNKNOWN, UNKNOWN
unknown | unknown | unknown | unknown | esi | unknown | UNKNOWN, LC-ESI-UNKNOWN, UNKNOWN
unknown | unknown | unknown | unknown | esi | unknown | UNKNOWN, LC-ESI-UNKNOWN, UNKNOWN
unknown | unknown | unknown | unknown | esi | unknown | UNKNOWN, LC-ESI-UNKNOWN, UNKNOWN
unknown | unknown | unknown | unknown | esi | unknown | UNKNOWN, LC-ESI-UNKNOWN, UNKNOWN
unknown | unknown | unknown | unknown | apci | unknown | UNKNOWN, LC-APCI-UNKNOWN, UNKNOWN
unknown | unknown | unknown | unknown | esi | unknown | UNKNOWN, LC-ESI-UNKNOWN, UNKNOWN
unknown | unknown | unknown | unknown | esi | unknown | UNKNOWN, LC-ESI-UNKNOWN, UNKNOWN
unknown | unknown | unknown | unknown | esi | unknown | UNKNOWN, LC-ESI-UNKNOWN, UNKNOWN
waters | quattro | lc | qqq | esi | low | Waters Quattro, LC-ESI-QQQ, LOW
unknown | xevo g2 | lc | qtof | unknown | high | Waters Xevo G2, LC-UNKNOWN-QTOF, HIGH
unknown | quattro | lc | qqq | unknown | low | Waters Quattro, LC-UNKNOWN-QQQ, LOW
unknown | xevo g2 | lc | qtof | esi | unknown | Waters Xevo G2, LC-ESI-QTOF, UNKNOWN
waters | quattro | unknown | unknown | unknown | low | Waters Quattro, LC-UNKNOWN-QQQ, LOW
unknown | quattro | lc | qqq | esi | unknown | Waters Quattro, LC-ESI-QQQ, UNKNOWN
waters | unknown | unknown | qqq | esi | low | Waters instrument, LC-ESI-QQQ, LOW
waters | unknown | unknown | qtof | esi | high | Waters instrument, LC-ESI-QTOF, HIGH
waters | unknown | lc | ittof | unknown | unknown | Waters instrument, LC-UNKNOWN-ITTOF, UNKNOWN
waters | unknown | lc | qq | unknown | unknown | Waters instrument, LC-UNKNOWN-QQ, UNKNOWN
waters | unknown | lc | qqq | unknown | unknown | Waters instrument, LC-UNKNOWN-QQQ, UNKNOWN
waters | unknown | lc | qq | unknown | unknown | Waters instrument, LC-UNKNOWN-QQ, UNKNOWN
waters | unknown | lc | qtof | unknown | unknown | Waters instrument, LC-UNKNOWN-QTOF, UNKNOWN
waters | unknown | lc | qtof | unknown | unknown | Waters instrument, LC-UNKNOWN-QTOF, UNKNOWN
waters | unknown | unknown | qtof | esi | high | Waters instrument, LC-ESI-QTOF, HIGH
waters | unknown | unknown | qq | esi | low | Waters instrument, LC-ESI-QQ, LOW
waters | xevo tq | unknown | unknown | unknown | low | Waters Xevo TQ, LC-UNKNOWN-QQ, LOW
waters | unknown | unknown | qq | esi | low | Waters instrument, LC-ESI-QQ, LOW
waters | unknown | unknown | qqq | esi | low | Waters instrument, LC-ESI-QQQ, LOW
waters | quattro | lc | unknown | esi | low | Waters Quattro, LC-ESI-QQQ, LOW
waters | unknown | unknown | qqq | esi | low | Waters instrument, LC-ESI-QQQ, LOW
waters | unknown | unknown | qq | esi | low | Waters instrument, LC-ESI-QQ, LOW
waters | unknown | unknown | qtof | esi | high | Waters instrument, LC-ESI-QTOF, HIGH
waters | unknown | unknown | tof | esi | high | Waters instrument, LC-ESI-TOF, HIGH
waters | unknown | unknown | q | esi | low | Waters instrument, LC-ESI-Q, LOW
waters | xevo g2 | unknown | unknown | unknown | high | Waters Xevo G2, LC-UNKNOWN-QTOF, HIGH
waters | unknown | unknown | qqq | esi | low | Waters instrument, LC-ESI-QQQ, LOW
waters | xevo tq | unknown | unknown | esi | unknown | Waters Xevo TQ, LC-ESI-QQ, UNKNOWN
unknown | xevo tq | lc | qq | esi | unknown | Waters Xevo TQ, LC-ESI-QQ, UNKNOWN
waters | unknown | unknown | ittof | apci | high | Waters instrument, LC-APCI-ITTOF, HIGH
waters | xevo g2 | unknown | unknown | esi | unknown | Waters Xevo G2, LC-ESI-QTOF, UNKNOWN
waters | unknown | unknown | qq | esi | low | Waters instrument, LC-ESI-QQ, LOW
waters | unknown | unknown | qqq | esi | low | Waters instrument, LC-ESI-QQQ, LOW
waters | unknown | unknown | qq | esi | low | Waters instrument, LC-ESI-QQ, LOW
waters | unknown | unknown | qtof | esi | high | Waters instrument, LC-ESI-QTOF, HIGH
waters | unknown | unknown | qqq | unknown | low | Waters instrument, UNKNOWN-UNKNOWN-QQQ, LOW
waters | quattro | unknown | unknown | esi | unknown | Waters Quattro, LC-ESI-QQQ, UNKNOWN
waters | unknown | unknown | qtof | esi | high | Waters instrument, LC-ESI-QTOF, HIGH
waters | unknown | unknown | qtof | esi | high | Waters instrument, LC-ESI-QTOF, HIGH
waters | unknown | unknown | qtof | esi | high | Waters instrument, LC-ESI-QTOF, HIGH
waters | unknown | unknown | q | apci | low | Waters instrument, LC-APCI-Q, LOW
waters | unknown | unknown | qtof | esi | high | Waters instrument, LC-ESI-QTOF, HIGH
waters | xevo tq | unknown | qq | esi | low | Waters Xevo TQ, LC-ESI-QQ, LOW
waters | unknown | unknown | qtof | esi | high | Waters instrument, LC-ESI-QTOF, HIGH
waters | unknown | unknown | qtof | esi | high | Waters instrument, LC-ESI-QTOF, HIGH
waters | xevo g2 | unknown | qtof | esi | high | Waters Xevo G2, LC-ESI-QTOF, HIGH
waters | unknown | unknown | qq | esi | low | Waters instrument, LC-ESI-QQ, LOW
waters | unknown | unknown | qit | esi | low | Waters instrument, LC-ESI-QIT, LOW
waters | unknown | unknown | qqq | esi | low | Waters instrument, LC-ESI-QQQ, LOW
waters | unknown | unknown | qqq | esi | low | Waters instrument, LC-ESI-QQQ, LOW
waters | unknown | lc | unknown | esi | low | Waters instrument, LC-ESI-UNKNOWN, LOW
waters | unknown | lc | unknown | esi | low | Waters instrument, LC-ESI-UNKNOWN, LOW
waters | unknown | lc | unknown | esi | low | Waters instrument, LC-ESI-UNKNOWN, LOW
waters | unknown | lc | unknown | esi | low | Waters instrument, LC-ESI-UNKNOWN, LOW
waters | unknown | lc | unknown | esi | low | Waters instrument, LC-ESI-UNKNOWN, LOW
waters | xevo g2 | unknown | qtof | unknown | unknown | Waters Xevo G2, LC-UNKNOWN-QTOF, UNKNOWN
waters | unknown | lc | unknown | esi | high | Waters instrument, LC-ESI-UNKNOWN, HIGH
waters | unknown | lc | unknown | esi | high | Waters instrument, LC-ESI-UNKNOWN, HIGH
waters | unknown | lc | unknown | esi | low | Waters instrument, LC-ESI-UNKNOWN, LOW
waters | unknown | lc | unknown | esi | low | Waters instrument, LC-ESI-UNKNOWN, LOW
waters | unknown | lc | unknown | esi | low | Waters instrument, LC-ESI-UNKNOWN, LOW
waters | quattro | unknown | qqq | unknown | unknown | Waters Quattro, LC-UNKNOWN-QQQ, UNKNOWN
waters | unknown | lc | unknown | esi | low | Waters instrument, LC-ESI-UNKNOWN, LOW
waters | unknown | lc | unknown | esi | low | Waters instrument, LC-ESI-UNKNOWN, LOW
waters | unknown | lc | unknown | esi | high | Waters instrument, LC-ESI-UNKNOWN, HIGH
unknown | unknown | unknown | unknown | esi | unknown | UNKNOWN, LC-ESI-UNKNOWN, UNKNOWN
unknown | unknown | unknown | unknown | esi | unknown | UNKNOWN, LC-ESI-UNKNOWN, UNKNOWN
unknown | unknown | unknown | unknown | esi | unknown | UNKNOWN, LC-ESI-UNKNOWN, UNKNOWN
unknown | unknown | unknown | unknown | esi | unknown | UNKNOWN, LC-ESI-UNKNOWN, UNKNOWN
unknown | unknown | unknown | unknown | esi | unknown | UNKNOWN, LC-ESI-UNKNOWN, UNKNOWN
unknown | unknown | unknown | unknown | esi | unknown | UNKNOWN, LC-ESI-UNKNOWN, UNKNOWN
unknown | unknown | unknown | unknown | esi | unknown | UNKNOWN, LC-ESI-UNKNOWN, UNKNOWN
unknown | unknown | unknown | unknown | esi | unknown | UNKNOWN, LC-ESI-UNKNOWN, UNKNOWN
unknown | unknown | unknown | unknown | esi | unknown | UNKNOWN, LC-ESI-UNKNOWN, UNKNOWN
unknown | unknown | unknown | unknown | esi | unknown | UNKNOWN, LC-ESI-UNKNOWN, UNKNOWN
unknown | unknown | unknown | unknown | esi | unknown | UNKNOWN, LC-ESI-UNKNOWN, UNKNOWN
unknown | unknown | unknown | unknown | esi | unknown | UNKNOWN, LC-ESI-UNKNOWN, UNKNOWN
unknown | unknown | unknown | unknown | esi | unknown | UNKNOWN, LC-ESI-UNKNOWN, UNKNOWN
unknown | unknown | unknown | unknown | esi | unknown | UNKNOWN, LC-ESI-UNKNOWN, UNKNOWN
unknown | unknown | unknown | unknown | esi | unknown | UNKNOWN, LC-ESI-UNKNOWN, UNKNOWN
unknown | unknown | unknown | unknown | esi | unknown | UNKNOWN, LC-ESI-UNKNOWN, UNKNOWN
waters | unknown | lc | unknown | esi | high | Waters instrument, LC-ESI-UNKNOWN, HIGH
waters | quattro | unknown | qqq | esi | low | Waters Quattro, LC-ESI-QQQ, LOW
waters | unknown | lc | unknown | esi | low | Waters instrument, LC-ESI-UNKNOWN, LOW
waters | unknown | lc | unknown | esi | low | Waters instrument, LC-ESI-UNKNOWN, LOW
waters | unknown | lc | qtof | unknown | high | Waters instrument, LC-UNKNOWN-QTOF, HIGH
waters | unknown | lc | ittof | apci | high | Waters instrument, LC-APCI-ITTOF, HIGH
waters | unknown | lc | qq | esi | low | Waters instrument, LC-ESI-QQ, LOW
waters | unknown | lc | qqq | esi | low | Waters instrument, LC-ESI-QQQ, LOW
waters | unknown | lc | qq | esi | low | Waters instrument, LC-ESI-QQ, LOW
waters | unknown | lc | tof | unknown | high | Waters instrument, LC-UNKNOWN-TOF, HIGH
waters | unknown | lc | q | unknown | low | Waters instrument, LC-UNKNOWN-Q, LOW
waters | unknown | lc | qqq | unknown | low | Waters instrument, LC-UNKNOWN-QQQ, LOW
waters | xevo tq | unknown | qq | unknown | unknown | Waters Xevo TQ, LC-UNKNOWN-QQ, UNKNOWN
waters | unknown | lc | unknown | apci | high | Waters instrument, LC-APCI-UNKNOWN, HIGH
waters | unknown | lc | unknown | esi | low | Waters instrument, LC-ESI-UNKNOWN, LOW
waters | xevo tq | lc | unknown | unknown | unknown | Waters Xevo TQ, LC-UNKNOWN-QQ, UNKNOWN
waters | unknown | lc | unknown | esi | low | Waters instrument, LC-ESI-UNKNOWN, LOW
waters | unknown | lc | unknown | esi | low | Waters instrument, LC-ESI-UNKNOWN, LOW
waters | xevo g2 | lc | unknown | unknown | unknown | Waters Xevo G2, LC-UNKNOWN-QTOF, UNKNOWN
waters | unknown | lc | unknown | esi | high | Waters instrument, LC-ESI-UNKNOWN, HIGH
waters | unknown | lc | unknown | esi | high | Waters instrument, LC-ESI-UNKNOWN, HIGH
waters | unknown | lc | unknown | esi | high | Waters instrument, LC-ESI-UNKNOWN, HIGH
waters | unknown | lc | unknown | esi | high | Waters instrument, LC-ESI-UNKNOWN, HIGH
waters | unknown | lc | unknown | apci | low | Waters instrument, LC-APCI-UNKNOWN, LOW
waters | quattro | lc | unknown | unknown | unknown | Waters Quattro, LC-UNKNOWN-QQQ, UNKNOWN
waters | unknown | lc | unknown | esi | high | Waters instrument, LC-ESI-UNKNOWN, HIGH
unknown | unknown | unknown | unknown | esi | low | UNKNOWN, LC-ESI-UNKNOWN, LOW
unknown | unknown | unknown | unknown | esi | low | UNKNOWN, LC-ESI-UNKNOWN, LOW
unknown | unknown | unknown | unknown | esi | low | UNKNOWN, LC-ESI-UNKNOWN, LOW
unknown | unknown | unknown | unknown | esi | low | UNKNOWN, LC-ESI-UNKNOWN, LOW
unknown | unknown | unknown | unknown | esi | low | UNKNOWN, LC-ESI-UNKNOWN, LOW
unknown | unknown | unknown | unknown | esi | high | UNKNOWN, LC-ESI-UNKNOWN, HIGH
unknown | unknown | unknown | unknown | esi | high | UNKNOWN, LC-ESI-UNKNOWN, HIGH
unknown | unknown | unknown | unknown | esi | low | UNKNOWN, LC-ESI-UNKNOWN, LOW
unknown | unknown | unknown | unknown | esi | low | UNKNOWN, LC-ESI-UNKNOWN, LOW
unknown | unknown | unknown | unknown | esi | low | UNKNOWN, LC-ESI-UNKNOWN, LOW
unknown | unknown | unknown | unknown | esi | low | UNKNOWN, LC-ESI-UNKNOWN, LOW
unknown | unknown | unknown | unknown | esi | low | UNKNOWN, LC-ESI-UNKNOWN, LOW
unknown | unknown | unknown | unknown | esi | high | UNKNOWN, LC-ESI-UNKNOWN, HIGH
unknown | unknown | unknown | unknown | esi | high | UNKNOWN, LC-ESI-UNKNOWN, HIGH
unknown | unknown | unknown | unknown | esi | low | UNKNOWN, LC-ESI-UNKNOWN, LOW
unknown | unknown | unknown | unknown | esi | low | UNKNOWN, LC-ESI-UNKNOWN, LOW
unknown | unknown | unknown | qtof | unknown | high | UNKNOWN, UNKNOWN-UNKNOWN-QTOF, HIGH
unknown | unknown | unknown | tof | unknown | high | UNKNOWN, UNKNOWN-UNKNOWN-TOF, HIGH
unknown | unknown | unknown | q | unknown | low | UNKNOWN, UNKNOWN-UNKNOWN-Q, LOW
unknown | unknown | unknown | qqq | unknown | low | UNKNOWN, UNKNOWN-UNKNOWN-QQQ, LOW
unknown | unknown | unknown | unknown | apci | high | UNKNOWN, LC-APCI-UNKNOWN, HIGH
unknown | unknown | unknown | unknown | esi | low | UNKNOWN, LC-ESI-UNKNOWN, LOW
unknown | unknown | unknown | unknown | esi | low | UNKNOWN, LC-ESI-UNKNOWN, LOW
unknown | unknown | unknown | unknown | esi | low | UNKNOWN, LC-ESI-UNKNOWN, LOW
unknown | unknown | unknown | unknown | esi | high | UNKNOWN, LC-ESI-UNKNOWN, HIGH
unknown | unknown | unknown | unknown | esi | high | UNKNOWN, LC-ESI-UNKNOWN, HIGH
unknown | unknown | unknown | unknown | esi | high | UNKNOWN, LC-ESI-UNKNOWN, HIGH
unknown | unknown | unknown | unknown | esi | high | UNKNOWN, LC-ESI-UNKNOWN, HIGH
unknown | unknown | unknown | unknown | apci | low | UNKNOWN, LC-APCI-UNKNOWN, LOW
unknown | unknown | unknown | unknown | esi | high | UNKNOWN, LC-ESI-UNKNOWN, HIGH
unknown | unknown | unknown | unknown | esi | high | UNKNOWN, LC-ESI-UNKNOWN, HIGH
unknown | unknown | unknown | unknown | esi | high | UNKNOWN, LC-ESI-UNKNOWN, HIGH
unknown | unknown | unknown | q | unknown | low | UNKNOWN, UNKNOWN-UNKNOWN-Q, LOW
unknown | unknown | unknown | qtof | unknown | high | UNKNOWN, UNKNOWN-UNKNOWN-QTOF, HIGH
unknown | unknown | unknown | qtof | unknown | high | UNKNOWN, UNKNOWN-UNKNOWN-QTOF, HIGH
unknown | unknown | unknown | qtof | unknown | high | UNKNOWN, UNKNOWN-UNKNOWN-QTOF, HIGH
unknown | unknown | unknown | qq | unknown | low | UNKNOWN, UNKNOWN-UNKNOWN-QQ, LOW
unknown | unknown | unknown | qit | unknown | low | UNKNOWN, UNKNOWN-UNKNOWN-QIT, LOW
unknown | unknown | unknown | qqq | unknown | low | UNKNOWN, UNKNOWN-UNKNOWN-QQQ, LOW
unknown | unknown | unknown | qqq | unknown | low | UNKNOWN, UNKNOWN-UNKNOWN-QQQ, LOW
unknown | unknown | unknown | qqq | unknown | low | UNKNOWN, UNKNOWN-UNKNOWN-QQQ, LOW
unknown | unknown | unknown | qtof | unknown | high | UNKNOWN, UNKNOWN-UNKNOWN-QTOF, HIGH
unknown | unknown | unknown | qtof | unknown | high | UNKNOWN, UNKNOWN-UNKNOWN-QTOF, HIGH
unknown | unknown | unknown | qq | unknown | low | UNKNOWN, UNKNOWN-UNKNOWN-QQ, LOW
unknown | unknown | unknown | qq | unknown | low | UNKNOWN, UNKNOWN-UNKNOWN-QQ, LOW
unknown | unknown | unknown | qqq | unknown | low | UNKNOWN, UNKNOWN-UNKNOWN-QQQ, LOW
unknown | unknown | unknown | qqq | unknown | low | UNKNOWN, UNKNOWN-UNKNOWN-QQQ, LOW
unknown | unknown | unknown | qq | unknown | low | UNKNOWN, UNKNOWN-UNKNOWN-QQ, LOW
unknown | unknown | unknown | qq | esi | unknown | UNKNOWN, LC-ESI-QQ, UNKNOWN
unknown | unknown | unknown | qqq | esi | unknown | UNKNOWN, LC-ESI-QQQ, UNKNOWN
unknown | unknown | unknown | qqq | esi | unknown | UNKNOWN, LC-ESI-QQQ, UNKNOWN
unknown | unknown | unknown | qq | esi | unknown | UNKNOWN, LC-ESI-QQ, UNKNOWN
unknown | unknown | unknown | qtof | esi | unknown | UNKNOWN, LC-ESI-QTOF, UNKNOWN
unknown | unknown | unknown | tof | esi | unknown | UNKNOWN, LC-ESI-TOF, UNKNOWN
unknown | unknown | unknown | q | esi | unknown | UNKNOWN, LC-ESI-Q, UNKNOWN
unknown | unknown | unknown | qqq | esi | unknown | UNKNOWN, LC-ESI-QQQ, UNKNOWN
unknown | unknown | unknown | ittof | unknown | high | UNKNOWN, UNKNOWN-UNKNOWN-ITTOF, HIGH
unknown | unknown | unknown | qq | unknown | low | UNKNOWN, UNKNOWN-UNKNOWN-QQ, LOW
unknown | unknown | unknown | qqq | unknown | low | UNKNOWN, UNKNOWN-UNKNOWN-QQQ, LOW
unknown | unknown | unknown | qq | unknown | low | UNKNOWN, UNKNOWN-UNKNOWN-QQ, LOW
unknown | unknown | unknown | qtof | unknown | high | UNKNOWN, UNKNOWN-UNKNOWN-QTOF, HIGH
unknown | unknown | unknown | qtof | unknown | high | UNKNOWN, UNKNOWN-UNKNOWN-QTOF, HIGH
unknown | unknown | unknown | qtof | unknown | high | UNKNOWN, UNKNOWN-UNKNOWN-QTOF, HIGH
unknown | unknown | unknown | qtof | unknown | high | UNKNOWN, UNKNOWN-UNKNOWN-QTOF, HIGH
unknown | unknown | unknown | qtof | esi | unknown | UNKNOWN, LC-ESI-QTOF, UNKNOWN
unknown | unknown | unknown | qtof | esi | unknown | UNKNOWN, LC-ESI-QTOF, UNKNOWN
unknown | unknown | unknown | qtof | esi | unknown | UNKNOWN, LC-ESI-QTOF, UNKNOWN
unknown | unknown | unknown | qtof | esi | unknown | UNKNOWN, LC-ESI-QTOF, UNKNOWN
unknown | unknown | unknown | q | apci | unknown | UNKNOWN, LC-APCI-Q, UNKNOWN
unknown | unknown | unknown | qtof | esi | unknown | UNKNOWN, LC-ESI-QTOF, UNKNOWN
unknown | unknown | unknown | qtof | esi | unknown | UNKNOWN, LC-ESI-QTOF, UNKNOWN
unknown | unknown | unknown | qtof | esi | unknown | UNKNOWN, LC-ESI-QTOF, UNKNOWN
unknown | unknown | unknown | qq | esi | unknown | UNKNOWN, LC-ESI-QQ, UNKNOWN
unknown | unknown | unknown | qit | esi | unknown | UNKNOWN, LC-ESI-QIT, UNKNOWN
unknown | unknown | unknown | qqq | esi | unknown | UNKNOWN, LC-ESI-QQQ, UNKNOWN
unknown | unknown | unknown | qqq | esi | unknown | UNKNOWN, LC-ESI-QQQ, UNKNOWN
unknown | unknown | unknown | qqq | esi | unknown | UNKNOWN, LC-ESI-QQQ, UNKNOWN
unknown | unknown | unknown | qtof | esi | unknown | UNKNOWN, LC-ESI-QTOF, UNKNOWN
unknown | unknown | unknown | qtof | esi | unknown | UNKNOWN, LC-ESI-QTOF, UNKNOWN
unknown | unknown | unknown | qq | esi | unknown | UNKNOWN, LC-ESI-QQ, UNKNOWN
unknown | unknown | lc | unknown | unknown | low | UNKNOWN, LC-UNKNOWN-UNKNOWN, LOW
unknown | unknown | lc | unknown | unknown | high | UNKNOWN, LC-UNKNOWN-UNKNOWN, HIGH
unknown | unknown | lc | unknown | unknown | high | UNKNOWN, LC-UNKNOWN-UNKNOWN, HIGH
unknown | unknown | lc | unknown | unknown | low | UNKNOWN, LC-UNKNOWN-UNKNOWN, LOW
unknown | unknown | lc | unknown | unknown | low | UNKNOWN, LC-UNKNOWN-UNKNOWN, LOW
unknown | unknown | lc | unknown | unknown | low | UNKNOWN, LC-UNKNOWN-UNKNOWN, LOW
unknown | unknown | lc | unknown | unknown | low | UNKNOWN, LC-UNKNOWN-UNKNOWN, LOW
unknown | unknown | lc | unknown | unknown | low | UNKNOWN, LC-UNKNOWN-UNKNOWN, LOW
unknown | unknown | lc | unknown | unknown | high | UNKNOWN, LC-UNKNOWN-UNKNOWN, HIGH
unknown | unknown | lc | unknown | unknown | high | UNKNOWN, LC-UNKNOWN-UNKNOWN, HIGH
unknown | unknown | lc | unknown | unknown | low | UNKNOWN, LC-UNKNOWN-UNKNOWN, LOW
unknown | unknown | lc | unknown | unknown | low | UNKNOWN, LC-UNKNOWN-UNKNOWN, LOW
unknown | unknown | unknown | ittof | apci | unknown | UNKNOWN, LC-APCI-ITTOF, UNKNOWN
waters | unknown | lc | unknown | esi | high | Waters instrument, LC-ESI-UNKNOWN, HIGH
unknown | unknown | unknown | qqq | esi | unknown | UNKNOWN, LC-ESI-QQQ, UNKNOWN
unknown | unknown | unknown | qq | esi | unknown | UNKNOWN, LC-ESI-QQ, UNKNOWN
unknown | unknown | lc | unknown | unknown | high | UNKNOWN, LC-UNKNOWN-UNKNOWN, HIGH
unknown | unknown | lc | unknown | unknown | low | UNKNOWN, LC-UNKNOWN-UNKNOWN, LOW
unknown | unknown | lc | unknown | unknown | low | UNKNOWN, LC-UNKNOWN-UNKNOWN, LOW
unknown | unknown | lc | unknown | unknown | low | UNKNOWN, LC-UNKNOWN-UNKNOWN, LOW
unknown | unknown | lc | unknown | unknown | high | UNKNOWN, LC-UNKNOWN-UNKNOWN, HIGH
unknown | unknown | lc | unknown | unknown | high | UNKNOWN, LC-UNKNOWN-UNKNOWN, HIGH
unknown | unknown | lc | unknown | unknown | high | UNKNOWN, LC-UNKNOWN-UNKNOWN, HIGH
unknown | unknown | lc | unknown | unknown | high | UNKNOWN, LC-UNKNOWN-UNKNOWN, HIGH
unknown | unknown | lc | unknown | unknown | low | UNKNOWN, LC-UNKNOWN-UNKNOWN, LOW
unknown | unknown | lc | unknown | unknown | high | UNKNOWN, LC-UNKNOWN-UNKNOWN, HIGH
unknown | unknown | lc | unknown | unknown | high | UNKNOWN, LC-UNKNOWN-UNKNOWN, HIGH
unknown | unknown | lc | unknown | unknown | high | UNKNOWN, LC-UNKNOWN-UNKNOWN, HIGH
unknown | unknown | lc | unknown | unknown | low | UNKNOWN, LC-UNKNOWN-UNKNOWN, LOW
unknown | unknown | lc | unknown | unknown | low | UNKNOWN, LC-UNKNOWN-UNKNOWN, LOW
unknown | unknown | lc | unknown | unknown | low | UNKNOWN, LC-UNKNOWN-UNKNOWN, LOW
unknown | unknown | lc | unknown | unknown | low | UNKNOWN, LC-UNKNOWN-UNKNOWN, LOW
unknown | unknown | lc | unknown | esi | unknown | UNKNOWN, LC-ESI-UNKNOWN, UNKNOWN
unknown | unknown | lc | unknown | esi | unknown | UNKNOWN, LC-ESI-UNKNOWN, UNKNOWN
unknown | unknown | lc | unknown | esi | unknown | UNKNOWN, LC-ESI-UNKNOWN, UNKNOWN
unknown | unknown | lc | unknown | esi | unknown | UNKNOWN, LC-ESI-UNKNOWN, UNKNOWN
unknown | unknown | lc | unknown | esi | unknown | UNKNOWN, LC-ESI-UNKNOWN, UNKNOWN
unknown | unknown | lc | unknown | esi | unknown | UNKNOWN, LC-ESI-UNKNOWN, UNKNOWN
unknown | unknown | lc | unknown | esi | unknown | UNKNOWN, LC-ESI-UNKNOWN, UNKNOWN
unknown | unknown | lc | unknown | esi | unknown | UNKNOWN, LC-ESI-UNKNOWN, UNKNOWN
unknown | unknown | lc | unknown | esi | unknown | UNKNOWN, LC-ESI-UNKNOWN, UNKNOWN
unknown | unknown | lc | unknown | esi | unknown | UNKNOWN, LC-ESI-UNKNOWN, UNKNOWN
unknown | unknown | lc | unknown | esi | unknown | UNKNOWN, LC-ESI-UNKNOWN, UNKNOWN
unknown | unknown | lc | unknown | esi | unknown | UNKNOWN, LC-ESI-UNKNOWN, UNKNOWN
unknown | unknown | lc | unknown | esi | unknown | UNKNOWN, LC-ESI-UNKNOWN, UNKNOWN
unknown | unknown | lc | unknown | esi | unknown | UNKNOWN, LC-ESI-UNKNOWN, UNKNOWN
unknown | unknown | lc | unknown | esi | unknown | UNKNOWN, LC-ESI-UNKNOWN, UNKNOWN
unknown | unknown | lc | unknown | esi | unknown | UNKNOWN, LC-ESI-UNKNOWN, UNKNOWN
unknown | unknown | lc | qtof | unknown | unknown | UNKNOWN, LC-UNKNOWN-QTOF, UNKNOWN
unknown | unknown | lc | tof | unknown | unknown | UNKNOWN, LC-UNKNOWN-TOF, UNKNOWN
unknown | unknown | lc | q | unknown | unknown | UNKNOWN, LC-UNKNOWN-Q, UNKNOWN
unknown | unknown | lc | qqq | unknown | unknown | UNKNOWN, LC-UNKNOWN-QQQ, UNKNOWN
unknown | unknown | lc | unknown | apci | unknown | UNKNOWN, LC-APCI-UNKNOWN, UNKNOWN
unknown | unknown | lc | unknown | esi | unknown | UNKNOWN, LC-ESI-UNKNOWN, UNKNOWN
unknown | unknown | lc | unknown | esi | unknown | UNKNOWN, LC-ESI-UNKNOWN, UNKNOWN
unknown | unknown | lc | unknown | esi | unknown | UNKNOWN, LC-ESI-UNKNOWN, UNKNOWN
unknown | unknown | lc | unknown | esi | unknown | UNKNOWN, LC-ESI-UNKNOWN, UNKNOWN
unknown | unknown | lc | unknown | esi | unknown | UNKNOWN, LC-ESI-UNKNOWN, UNKNOWN
unknown | unknown | lc | unknown | esi | unknown | UNKNOWN, LC-ESI-UNKNOWN, UNKNOWN
unknown | unknown | lc | unknown | esi | unknown | UNKNOWN, LC-ESI-UNKNOWN, UNKNOWN
unknown | unknown | lc | unknown | apci | unknown | UNKNOWN, LC-APCI-UNKNOWN, UNKNOWN
unknown | unknown | lc | unknown | esi | unknown | UNKNOWN, LC-ESI-UNKNOWN, UNKNOWN
unknown | unknown | lc | unknown | esi | unknown | UNKNOWN, LC-ESI-UNKNOWN, UNKNOWN
unknown | unknown | lc | unknown | esi | unknown | UNKNOWN, LC-ESI-UNKNOWN, UNKNOWN
unknown | unknown | lc | q | unknown | unknown | UNKNOWN, LC-UNKNOWN-Q, UNKNOWN
unknown | unknown | lc | qtof | unknown | unknown | UNKNOWN, LC-UNKNOWN-QTOF, UNKNOWN
unknown | unknown | lc | qtof | unknown | unknown | UNKNOWN, LC-UNKNOWN-QTOF, UNKNOWN
unknown | unknown | lc | qtof | unknown | unknown | UNKNOWN, LC-UNKNOWN-QTOF, UNKNOWN
unknown | unknown | lc | qq | unknown | unknown | UNKNOWN, LC-UNKNOWN-QQ, UNKNOWN
unknown | unknown | lc | qit | unknown | unknown | UNKNOWN, LC-UNKNOWN-QIT, UNKNOWN
unknown | unknown | lc | qqq | unknown | unknown | UNKNOWN, LC-UNKNOWN-QQQ, UNKNOWN
unknown | unknown | lc | qqq | unknown | unknown | UNKNOWN, LC-UNKNOWN-QQQ, UNKNOWN
unknown | unknown | lc | qqq | unknown | unknown | UNKNOWN, LC-UNKNOWN-QQQ, UNKNOWN
unknown | unknown | lc | qtof | unknown | unknown | UNKNOWN, LC-UNKNOWN-QTOF, UNKNOWN
unknown | unknown | lc | qtof | unknown | unknown | UNKNOWN, LC-UNKNOWN-QTOF, UNKNOWN
unknown | unknown | lc | qq | unknown | unknown | UNKNOWN, LC-UNKNOWN-QQ, UNKNOWN
unknown | unknown | lc | qq | unknown | unknown | UNKNOWN, LC-UNKNOWN-QQ, UNKNOWN
unknown | unknown | lc | qqq | unknown | unknown | UNKNOWN, LC-UNKNOWN-QQQ, UNKNOWN
unknown | unknown | lc | qqq | unknown | unknown | UNKNOWN, LC-UNKNOWN-QQQ, UNKNOWN
unknown | unknown | lc | qq | unknown | unknown | UNKNOWN, LC-UNKNOWN-QQ, UNKNOWN
waters | unknown | lc | unknown | esi | high | Waters instrument, LC-ESI-UNKNOWN, HIGH
waters | unknown | lc | q | unknown | low | Waters instrument, LC-UNKNOWN-Q, LOW
unknown | quattro | unknown | unknown | unknown | low | Waters Quattro, LC-UNKNOWN-QQQ, LOW
waters | unknown | lc | qtof | unknown | high | Waters instrument, LC-UNKNOWN-QTOF, HIGH
waters | unknown | lc | qtof | unknown | high | Waters instrument, LC-UNKNOWN-QTOF, HIGH
waters | unknown | lc | qtof | unknown | high | Waters instrument, LC-UNKNOWN-QTOF, HIGH
unknown | unknown | lc | ittof | unknown | unknown | UNKNOWN, LC-UNKNOWN-ITTOF, UNKNOWN
unknown | unknown | lc | qq | unknown | unknown | UNKNOWN, LC-UNKNOWN-QQ, UNKNOWN
unknown | unknown | lc | qqq | unknown | unknown | UNKNOWN, LC-UNKNOWN-QQQ, UNKNOWN
unknown | unknown | lc | qq | unknown | unknown | UNKNOWN, LC-UNKNOWN-QQ, UNKNOWN
unknown | unknown | lc | qtof | unknown | unknown | UNKNOWN, LC-UNKNOWN-QTOF, UNKNOWN
unknown | unknown | lc | qtof | unknown | unknown | UNKNOWN, LC-UNKNOWN-QTOF, UNKNOWN
unknown | unknown | lc | qtof | unknown | unknown | UNKNOWN, LC-UNKNOWN-QTOF, UNKNOWN
unknown | unknown | lc | qtof | unknown | unknown | UNKNOWN, LC-UNKNOWN-QTOF, UNKNOWN
waters | unknown | lc | qtof | esi | high | Waters instrument, LC-ESI-QTOF, HIGH
waters | unknown | lc | qtof | esi | high | Waters instrument, LC-ESI-QTOF, HIGH
waters | unknown | lc | qq | esi | low | Waters instrument, LC-ESI-QQ, LOW
waters | unknown | lc | qq | unknown | low | Waters instrument, LC-UNKNOWN-QQ, LOW
waters | unknown | lc | qit | unknown | low | Waters instrument, LC-UNKNOWN-QIT, LOW
waters | unknown | lc | qqq | unknown | low | Waters instrument, LC-UNKNOWN-QQQ, LOW
unknown | xevo tq | unknown | unknown | unknown | low | Waters Xevo TQ, LC-UNKNOWN-QQ, LOW
waters | unknown | lc | qqq | unknown | low | Waters instrument, LC-UNKNOWN-QQQ, LOW
waters | unknown | lc | qqq | unknown | low | Waters instrument, LC-UNKNOWN-QQQ, LOW
unknown | xevo g2 | unknown | unknown | unknown | high | Waters Xevo G2, LC-UNKNOWN-QTOF, HIGH
waters | unknown | lc | qtof | unknown | high | Waters instrument, LC-UNKNOWN-QTOF, HIGH
waters | unknown | lc | qtof | unknown | high | Waters instrument, LC-UNKNOWN-QTOF, HIGH
waters | unknown | lc | qq | unknown | low | Waters instrument, LC-UNKNOWN-QQ, LOW
unknown | quattro | unknown | unknown | esi | unknown | Waters Quattro, LC-ESI-QQQ, UNKNOWN
waters | unknown | lc | qq | unknown | low | Waters instrument, LC-UNKNOWN-QQ, LOW
waters | unknown | lc | qqq | unknown | low | Waters instrument, LC-UNKNOWN-QQQ, LOW
waters | unknown | lc | qtof | esi | high | Waters instrument, LC-ESI-QTOF, HIGH
waters | unknown | lc | qtof | esi | high | Waters instrument, LC-ESI-QTOF, HIGH
waters | unknown | lc | qtof | esi | high | Waters instrument, LC-ESI-QTOF, HIGH
waters | unknown | lc | qtof | esi | high | Waters instrument, LC-ESI-QTOF, HIGH
waters | unknown | lc | q | apci | low | Waters instrument, LC-APCI-Q, LOW
waters | unknown | lc | qtof | esi | high | Waters instrument, LC-ESI-QTOF, HIGH
waters | unknown | lc | qtof | esi | high | Waters instrument, LC-ESI-QTOF, HIGH
waters | unknown | lc | qtof | esi | high | Waters instrument, LC-ESI-QTOF, HIGH
waters | unknown | lc | qq | esi | low | Waters instrument, LC-ESI-QQ, LOW
waters | unknown | lc | qit | esi | low | Waters instrument, LC-ESI-QIT, LOW
waters | unknown | lc | qqq | esi | low | Waters instrument, LC-ESI-QQQ, LOW
waters | unknown | lc | qqq | esi | low | Waters instrument, LC-ESI-QQQ, LOW
waters | unknown | lc | qqq | esi | low | Waters instrument, LC-ESI-QQQ, LOW
waters | unknown | lc | qqq | unknown | low | Waters instrument, LC-UNKNOWN-QQQ, LOW
waters | unknown | lc | qq | unknown | low | Waters instrument, LC-UNKNOWN-QQ, LOW
waters | unknown | lc | qq | esi | unknown | Waters instrument, LC-ESI-QQ, UNKNOWN
unknown | xevo tq | unknown | unknown | esi | unknown | Waters Xevo TQ, LC-ESI-QQ, UNKNOWN
waters | unknown | lc | qqq | esi | unknown | Waters instrument, LC-ESI-QQQ, UNKNOWN
waters | unknown | lc | qqq | esi | unknown | Waters instrument, LC-ESI-QQQ, UNKNOWN
unknown | xevo g2 | unknown | unknown | esi | unknown | Waters Xevo G2, LC-ESI-QTOF, UNKNOWN
waters | unknown | lc | qq | esi | unknown | Waters instrument, LC-ESI-QQ, UNKNOWN
waters | unknown | lc | qtof | esi | unknown | Waters instrument, LC-ESI-QTOF, UNKNOWN
waters | unknown | lc | tof | esi | unknown | Waters instrument, LC-ESI-TOF, UNKNOWN
waters | unknown | lc | q | esi | unknown | Waters instrument, LC-ESI-Q, UNKNOWN
waters | unknown | lc | qqq | esi | unknown | Waters instrument, LC-ESI-QQQ, UNKNOWN
waters | unknown | lc | ittof | unknown | high | Waters instrument, LC-UNKNOWN-ITTOF, HIGH
waters | unknown | lc | qq | unknown | low | Waters instrument, LC-UNKNOWN-QQ, LOW
waters | xevo tq | unknown | unknown | unknown | unknown | Waters Xevo TQ, LC-UNKNOWN-QQ, UNKNOWN
waters | unknown | lc | qqq | unknown | low | Waters instrument, LC-UNKNOWN-QQQ, LOW
waters | unknown | lc | qq | unknown | low | Waters instrument, LC-UNKNOWN-QQ, LOW
waters | xevo g2 | unknown | unknown | unknown | unknown | Waters Xevo G2, LC-UNKNOWN-QTOF, UNKNOWN
waters | unknown | lc | qtof | unknown | high | Waters instrument, LC-UNKNOWN-QTOF, HIGH
waters | unknown | lc | qtof | unknown | high | Waters instrument, LC-UNKNOWN-QTOF, HIGH
waters | unknown | lc | qtof | unknown | high | Waters instrument, LC-UNKNOWN-QTOF, HIGH
waters | unknown | lc | qtof | unknown | high | Waters instrument, LC-UNKNOWN-QTOF, HIGH
waters | unknown | lc | qtof | esi | unknown | Waters instrument, LC-ESI-QTOF, UNKNOWN
waters | quattro | unknown | unknown | unknown | unknown | Waters Quattro, LC-UNKNOWN-QQQ, UNKNOWN
waters | unknown | lc | qtof | esi | unknown | Waters instrument, LC-ESI-QTOF, UNKNOWN
waters | unknown | lc | qtof | esi | unknown | Waters instrument, LC-ESI-QTOF, UNKNOWN
unknown | xevo g2 | lc | qtof | esi | high | Waters Xevo G2, LC-ESI-QTOF, HIGH
waters | unknown | lc | qtof | esi | unknown | Waters instrument, LC-ESI-QTOF, UNKNOWN
waters | unknown | lc | q | apci | unknown | Waters instrument, LC-APCI-Q, UNKNOWN
unknown | xevo g2 | unknown | qtof | unknown | unknown | Waters Xevo G2, LC-UNKNOWN-QTOF, UNKNOWN
waters | unknown | lc | qtof | esi | unknown | Waters instrument, LC-ESI-QTOF, UNKNOWN
waters | unknown | lc | qtof | esi | unknown | Waters instrument, LC-ESI-QTOF, UNKNOWN
waters | unknown | lc | qtof | esi | unknown | Waters instrument, LC-ESI-QTOF, UNKNOWN
waters | unknown | lc | qq | esi | unknown | Waters instrument, LC-ESI-QQ, UNKNOWN
waters | unknown | lc | qit | esi | unknown | Waters instrument, LC-ESI-QIT, UNKNOWN
unknown | quattro | unknown | qqq | unknown | unknown | Waters Quattro, LC-UNKNOWN-QQQ, UNKNOWN
waters | unknown | lc | qqq | esi | unknown | Waters instrument, LC-ESI-QQQ, UNKNOWN
waters | unknown | lc | qqq | esi | unknown | Waters instrument, LC-ESI-QQQ, UNKNOWN
waters | unknown | lc | qqq | esi | unknown | Waters instrument, LC-ESI-QQQ, UNKNOWN
waters | unknown | lc | qtof | esi | unknown | Waters instrument, LC-ESI-QTOF, UNKNOWN
unknown | xevo tq | unknown | qq | unknown | unknown | Waters Xevo TQ, LC-UNKNOWN-QQ, UNKNOWN
waters | unknown | lc | qq | esi | low | Waters instrument, LC-ESI-QQ, LOW
waters | unknown | lc | qqq | esi | low | Waters instrument, LC-ESI-QQQ, LOW
waters | unknown | lc | qqq | esi | low | Waters instrument, LC-ESI-QQQ, LOW
waters | unknown | lc | qq | esi | low | Waters instrument, LC-ESI-QQ, LOW
waters | unknown | lc | qtof | esi | high | Waters instrument, LC-ESI-QTOF, HIGH
waters | unknown | lc | tof | esi | high | Waters instrument, LC-ESI-TOF, HIGH
waters | unknown | lc | q | esi | low | Waters instrument, LC-ESI-Q, LOW
waters | unknown | lc | qqq | esi | low | Waters instrument, LC-ESI-QQQ, LOW
waters | unknown | lc | qtof | esi | unknown | Waters instrument, LC-ESI-QTOF, UNKNOWN
waters | unknown | lc | qq | esi | unknown | Waters instrument, LC-ESI-QQ, UNKNOWN
unknown | xevo tq | lc | qq | esi | low | Waters Xevo TQ, LC-ESI-QQ, LOW
unknown | xevo tq | lc | unknown | esi | low | Waters Xevo TQ, LC-ESI-QQ, LOW
unknown | xevo g2 | lc | unknown | esi | high | Waters Xevo G2, LC-ESI-QTOF, HIGH
waters | unknown | lc | ittof | apci | unknown | Waters instrument, LC-APCI-ITTOF, UNKNOWN
unknown | unknown | unknown | qq | esi | unknown | UNKNOWN, LC-ESI-QQ, UNKNOWN
waters | unknown | lc | qqq | esi | unknown | Waters instrument, LC-ESI-QQQ, UNKNOWN
waters | unknown | lc | qq | esi | unknown | Waters instrument, LC-ESI-QQ, UNKNOWN
waters | xevo tq | unknown | unknown | esi | low | Waters Xevo TQ, LC-ESI-QQ, LOW
waters | xevo g2 | unknown | unknown | esi | high | Waters Xevo G2, LC-ESI-QTOF, HIGH
waters | quattro | unknown | unknown | esi | low | Waters Quattro, LC-ESI-QQQ, LOW
unknown | quattro | lc | unknown | unknown | unknown | Waters Quattro, LC-UNKNOWN-QQQ, UNKNOWN
waters | xevo tq | lc | qq | esi | low | Waters Xevo TQ, LC-ESI-QQ, LOW
waters | xevo g2 | lc | qtof | esi | high | Waters Xevo G2, LC-ESI-QTOF, HIGH
unknown | unknown | lc | unknown | unknown | unknown | UNKNOWN, LC-UNKNOWN-UNKNOWN, UNKNOWN
waters | unknown | unknown | unknown | unknown | low | Waters instrument, UNKNOWN, LOW
waters | unknown | unknown | unknown | unknown | high | Waters instrument, UNKNOWN, HIGH
waters | unknown | unknown | unknown | unknown | high | Waters instrument, UNKNOWN, HIGH
waters | unknown | unknown | unknown | unknown | low | Waters instrument, UNKNOWN, LOW
waters | unknown | unknown | unknown | unknown | low | Waters instrument, UNKNOWN, LOW
waters | unknown | unknown | unknown | unknown | low | Waters instrument, UNKNOWN, LOW
waters | unknown | unknown | unknown | unknown | low | Waters instrument, UNKNOWN, LOW
waters | unknown | unknown | unknown | unknown | low | Waters instrument, UNKNOWN, LOW
waters | unknown | unknown | unknown | unknown | high | Waters instrument, UNKNOWN, HIGH
waters | unknown | unknown | unknown | unknown | high | Waters instrument, UNKNOWN, HIGH
waters | unknown | unknown | unknown | unknown | low | Waters instrument, UNKNOWN, LOW
waters | unknown | unknown | unknown | unknown | low | Waters instrument, UNKNOWN, LOW
unknown | unknown | lc | unknown | unknown | unknown | UNKNOWN, LC-UNKNOWN-UNKNOWN, UNKNOWN
unknown | unknown | lc | unknown | unknown | unknown | UNKNOWN, LC-UNKNOWN-UNKNOWN, UNKNOWN
unknown | xevo tq | lc | unknown | unknown | unknown | Waters Xevo TQ, LC-UNKNOWN-QQ, UNKNOWN
waters | unknown | unknown | unknown | unknown | high | Waters instrument, UNKNOWN, HIGH
waters | unknown | unknown | unknown | unknown | low | Waters instrument, UNKNOWN, LOW
waters | unknown | unknown | unknown | unknown | low | Waters instrument, UNKNOWN, LOW
waters | unknown | unknown | unknown | unknown | low | Waters instrument, UNKNOWN, LOW
waters | unknown | unknown | unknown | unknown | high | Waters instrument, UNKNOWN, HIGH
waters | unknown | unknown | unknown | unknown | high | Waters instrument, UNKNOWN, HIGH
waters | unknown | unknown | unknown | unknown | high | Waters instrument, UNKNOWN, HIGH
waters | unknown | unknown | unknown | unknown | high | Waters instrument, UNKNOWN, HIGH
waters | unknown | unknown | unknown | unknown | low | Waters instrument, UNKNOWN, LOW
waters | unknown | unknown | unknown | unknown | high | Waters instrument, UNKNOWN, HIGH
waters | unknown | unknown | unknown | unknown | high | Waters instrument, UNKNOWN, HIGH
waters | unknown | unknown | unknown | unknown | high | Waters instrument, UNKNOWN, HIGH
waters | unknown | unknown | unknown | unknown | low | Waters instrument, UNKNOWN, LOW
waters | unknown | unknown | unknown | unknown | low | Waters instrument, UNKNOWN, LOW
waters | unknown | unknown | unknown | unknown | low | Waters instrument, UNKNOWN, LOW
waters | unknown | unknown | unknown | unknown | low | Waters instrument, UNKNOWN, LOW
waters | unknown | unknown | unknown | esi | unknown | Waters instrument, LC-ESI-UNKNOWN, UNKNOWN
waters | unknown | unknown | unknown | esi | unknown | Waters instrument, LC-ESI-UNKNOWN, UNKNOWN
waters | unknown | unknown | unknown | esi | unknown | Waters instrument, LC-ESI-UNKNOWN, UNKNOWN
waters | unknown | unknown | unknown | esi | unknown | Waters instrument, LC-ESI-UNKNOWN, UNKNOWN
waters | unknown | unknown | unknown | esi | unknown | Waters instrument, LC-ESI-UNKNOWN, UNKNOWN
waters | unknown | unknown | unknown | esi | unknown | Waters instrument, LC-ESI-UNKNOWN, UNKNOWN
waters | unknown | unknown | unknown | esi | unknown | Waters instrument, LC-ESI-UNKNOWN, UNKNOWN
waters | unknown | unknown | unknown | esi | unknown | Waters instrument, LC-ESI-UNKNOWN, UNKNOWN
waters | unknown | unknown | unknown | esi | unknown | Waters instrument, LC-ESI-UNKNOWN, UNKNOWN
waters | unknown | unknown | unknown | esi | unknown | Waters instrument, LC-ESI-UNKNOWN, UNKNOWN
waters | unknown | unknown | unknown | esi | unknown | Waters instrument, LC-ESI-UNKNOWN, UNKNOWN
waters | unknown | unknown | unknown | esi | unknown | Waters instrument, LC-ESI-UNKNOWN, UNKNOWN
waters | unknown | unknown | unknown | esi | unknown | Waters instrument, LC-ESI-UNKNOWN, UNKNOWN
waters | unknown | unknown | unknown | esi | unknown | Waters instrument, LC-ESI-UNKNOWN, UNKNOWN
waters | unknown | unknown | unknown | esi | unknown | Waters instrument, LC-ESI-UNKNOWN, UNKNOWN
waters | unknown | unknown | unknown | esi | unknown | Waters instrument, LC-ESI-UNKNOWN, UNKNOWN
waters | unknown | unknown | qtof | unknown | unknown | Waters instrument, UNKNOWN-UNKNOWN-QTOF, UNKNOWN
waters | unknown | unknown | tof | unknown | unknown | Waters instrument, UNKNOWN-UNKNOWN-TOF, UNKNOWN
waters | unknown | unknown | q | unknown | unknown | Waters instrument, UNKNOWN-UNKNOWN-Q, UNKNOWN
waters | unknown | unknown | qqq | unknown | unknown | Waters instrument, UNKNOWN-UNKNOWN-QQQ, UNKNOWN
waters | unknown | unknown | unknown | apci | unknown | Waters instrument, LC-APCI-UNKNOWN, UNKNOWN
waters | unknown | unknown | unknown | esi | unknown | Waters instrument, LC-ESI-UNKNOWN, UNKNOWN
waters | unknown | unknown | unknown | esi | unknown | Waters instrument, LC-ESI-UNKNOWN, UNKNOWN
waters | unknown | unknown | unknown | esi | unknown | Waters instrument, LC-ESI-UNKNOWN, UNKNOWN
waters | unknown | unknown | unknown | esi | unknown | Waters instrument, LC-ESI-UNKNOWN, UNKNOWN
waters | unknown | unknown | unknown | esi | unknown | Waters instrument, LC-ESI-UNKNOWN, UNKNOWN
waters | unknown | unknown | unknown | esi | unknown | Waters instrument, LC-ESI-UNKNOWN, UNKNOWN
waters | unknown | unknown | unknown | esi | unknown | Waters instrument, LC-ESI-UNKNOWN, UNKNOWN
waters | unknown | unknown | unknown | apci | unknown | Waters instrument, LC-APCI-UNKNOWN, UNKNOWN
waters | unknown | unknown | unknown | esi | unknown | Waters instrument, LC-ESI-UNKNOWN, UNKNOWN
waters | unknown | unknown | unknown | esi | unknown | Waters instrument, LC-ESI-UNKNOWN, UNKNOWN
waters | unknown | unknown | unknown | esi | unknown | Waters instrument, LC-ESI-UNKNOWN, UNKNOWN
waters | unknown | unknown | q | unknown | unknown | Waters instrument, UNKNOWN-UNKNOWN-Q, UNKNOWN
waters | unknown | unknown | qtof | unknown | unknown | Waters instrument, UNKNOWN-UNKNOWN-QTOF, UNKNOWN
waters | unknown | unknown | qtof | unknown | unknown | Waters instrument, UNKNOWN-UNKNOWN-QTOF, UNKNOWN
waters | unknown | unknown | qtof | unknown | unknown | Waters instrument, UNKNOWN-UNKNOWN-QTOF, UNKNOWN
waters | unknown | unknown | qq | unknown | unknown | Waters instrument, UNKNOWN-UNKNOWN-QQ, UNKNOWN
waters | unknown | unknown | qit | unknown | unknown | Waters instrument, UNKNOWN-UNKNOWN-QIT, UNKNOWN
waters | unknown | unknown | qqq | unknown | unknown | Waters instrument, UNKNOWN-UNKNOWN-QQQ, UNKNOWN
waters | unknown | unknown | qqq | unknown | unknown | Waters instrument, UNKNOWN-UNKNOWN-QQQ, UNKNOWN
waters | unknown | unknown | qqq | unknown | unknown | Waters instrument, UNKNOWN-UNKNOWN-QQQ, UNKNOWN
waters | unknown | unknown | qtof | unknown | unknown | Waters instrument, UNKNOWN-UNKNOWN-QTOF, UNKNOWN
waters | unknown | unknown | qtof | unknown | unknown | Waters instrument, UNKNOWN-UNKNOWN-QTOF, UNKNOWN
waters | unknown | unknown | qq | unknown | unknown | Waters instrument, UNKNOWN-UNKNOWN-QQ, UNKNOWN
waters | unknown | unknown | qq | unknown | unknown | Waters instrument, UNKNOWN-UNKNOWN-QQ, UNKNOWN
waters | unknown | unknown | qqq | unknown | unknown | Waters instrument, UNKNOWN-UNKNOWN-QQQ, UNKNOWN
waters | unknown | unknown | qqq | unknown | unknown | Waters instrument, UNKNOWN-UNKNOWN-QQQ, UNKNOWN
waters | unknown | unknown | qq | unknown | unknown | Waters instrument, UNKNOWN-UNKNOWN-QQ, UNKNOWN
waters | unknown | lc | unknown | unknown | unknown | Waters instrument, LC-UNKNOWN-UNKNOWN, UNKNOWN
waters | unknown | lc | unknown | unknown | unknown | Waters instrument, LC-UNKNOWN-UNKNOWN, UNKNOWN
waters | unknown | lc | unknown | unknown | unknown | Waters instrument, LC-UNKNOWN-UNKNOWN, UNKNOWN
waters | unknown | lc | unknown | unknown | unknown | Waters instrument, LC-UNKNOWN-UNKNOWN, UNKNOWN
waters | unknown | lc | unknown | unknown | unknown | Waters instrument, LC-UNKNOWN-UNKNOWN, UNKNOWN
waters | unknown | lc | unknown | unknown | unknown | Waters instrument, LC-UNKNOWN-UNKNOWN, UNKNOWN
waters | unknown | lc | unknown | unknown | unknown | Waters instrument, LC-UNKNOWN-UNKNOWN, UNKNOWN
waters | unknown | lc | unknown | unknown | unknown | Waters instrument, LC-UNKNOWN-UNKNOWN, UNKNOWN
waters | unknown | unknown | ittof | unknown | unknown | Waters instrument, UNKNOWN-UNKNOWN-ITTOF, UNKNOWN
waters | unknown | unknown | qq | unknown | unknown | Waters instrument, UNKNOWN-UNKNOWN-QQ, UNKNOWN
waters | unknown | unknown | qqq | unknown | unknown | Waters instrument, UNKNOWN-UNKNOWN-QQQ, UNKNOWN
waters | unknown | unknown | qq | unknown | unknown | Waters instrument, UNKNOWN-UNKNOWN-QQ, UNKNOWN
waters | unknown | unknown | qtof | unknown | unknown | Waters instrument, UNKNOWN-UNKNOWN-QTOF, UNKNOWN
waters | unknown | unknown | qtof | unknown | unknown | Waters instrument, UNKNOWN-UNKNOWN-QTOF, UNKNOWN
waters | unknown | unknown | qtof | unknown | unknown | Waters instrument, UNKNOWN-UNKNOWN-QTOF, UNKNOWN
waters | unknown | unknown | qtof | unknown | unknown | Waters instrument, UNKNOWN-UNKNOWN-QTOF, UNKNOWN
waters | unknown | lc | unknown | unknown | unknown | Waters instrument, LC-UNKNOWN-UNKNOWN, UNKNOWN
waters | unknown | lc | unknown | unknown | unknown | Waters instrument, LC-UNKNOWN-UNKNOWN, UNKNOWN
waters | unknown | lc | unknown | unknown | unknown | Waters instrument, LC-UNKNOWN-UNKNOWN, UNKNOWN
waters | unknown | lc | unknown | unknown | unknown | Waters instrument, LC-UNKNOWN-UNKNOWN, UNKNOWN
waters | unknown | lc | unknown | unknown | unknown | Waters instrument, LC-UNKNOWN-UNKNOWN, UNKNOWN
waters | unknown | lc | unknown | unknown | unknown | Waters instrument, LC-UNKNOWN-UNKNOWN, UNKNOWN
waters | unknown | lc | unknown | unknown | unknown | Waters instrument, LC-UNKNOWN-UNKNOWN, UNKNOWN
waters | unknown | lc | unknown | unknown | unknown | Waters instrument, LC-UNKNOWN-UNKNOWN, UNKNOWN
waters | unknown | lc | unknown | unknown | unknown | Waters instrument, LC-UNKNOWN-UNKNOWN, UNKNOWN
waters | unknown | lc | unknown | unknown | unknown | Waters instrument, LC-UNKNOWN-UNKNOWN, UNKNOWN
waters | unknown | lc | unknown | unknown | unknown | Waters instrument, LC-UNKNOWN-UNKNOWN, UNKNOWN
waters | unknown | lc | unknown | unknown | unknown | Waters instrument, LC-UNKNOWN-UNKNOWN, UNKNOWN
waters | unknown | lc | unknown | unknown | unknown | Waters instrument, LC-UNKNOWN-UNKNOWN, UNKNOWN
waters | unknown | lc | unknown | unknown | unknown | Waters instrument, LC-UNKNOWN-UNKNOWN, UNKNOWN
waters | unknown | lc | unknown | unknown | unknown | Waters instrument, LC-UNKNOWN-UNKNOWN, UNKNOWN
waters | unknown | lc | unknown | unknown | unknown | Waters instrument, LC-UNKNOWN-UNKNOWN, UNKNOWN
unknown | unknown | lc | unknown | unknown | unknown | UNKNOWN, LC-UNKNOWN-UNKNOWN, UNKNOWN
waters | quattro | unknown | qqq | unknown | low | Waters Quattro, LC-UNKNOWN-QQQ, LOW
unknown | quattro | lc | unknown | esi | low | Waters Quattro, LC-ESI-QQQ, LOW
waters | xevo tq | unknown | qq | unknown | low | Waters Xevo TQ, LC-UNKNOWN-QQ, LOW
waters | xevo g2 | unknown | qtof | unknown | high | Waters Xevo G2, LC-UNKNOWN-QTOF, HIGH
waters | xevo g2 | unknown | qtof | esi | unknown | Waters Xevo G2, LC-ESI-QTOF, UNKNOWN
waters | quattro | unknown | qqq | esi | unknown | Waters Quattro, LC-ESI-QQQ, UNKNOWN
unknown | quattro | lc | qqq | esi | low | Waters Quattro, LC-ESI-QQQ, LOW
waters | xevo tq | unknown | qq | esi | unknown | Waters Xevo TQ, LC-ESI-QQ, UNKNOWN
unknown | xevo tq | unknown | qq | esi | low | Waters Xevo TQ, LC-ESI-QQ, LOW
waters | unknown | lc | unknown | unknown | unknown | Waters instrument, LC-UNKNOWN-UNKNOWN, UNKNOWN
waters | unknown | lc | unknown | unknown | unknown | Waters instrument, LC-UNKNOWN-UNKNOWN, UNKNOWN
waters | unknown | lc | unknown | unknown | unknown | Waters instrument, LC-UNKNOWN-UNKNOWN, UNKNOWN
unknown | xevo g2 | unknown | qtof | esi | high | Waters Xevo G2, LC-ESI-QTOF, HIGH
unknown | unknown | lc | unknown | unknown | unknown | UNKNOWN, LC-UNKNOWN-UNKNOWN, UNKNOWN
waters | unknown | unknown | unknown | unknown | unknown | Waters instrument, UNKNOWN, UNKNOWN
waters | unknown | unknown | unknown | unknown | unknown | Waters instrument, UNKNOWN, UNKNOWN
waters | unknown | unknown | unknown | unknown | unknown | Waters instrument, UNKNOWN, UNKNOWN
waters | unknown | unknown | unknown | unknown | unknown | Waters instrument, UNKNOWN, UNKNOWN
waters | unknown | unknown | unknown | unknown | unknown | Waters instrument, UNKNOWN, UNKNOWN
waters | unknown | unknown | unknown | unknown | unknown | Waters instrument, UNKNOWN, UNKNOWN
waters | unknown | unknown | unknown | unknown | unknown | Waters instrument, UNKNOWN, UNKNOWN
waters | unknown | unknown | unknown | unknown | unknown | Waters instrument, UNKNOWN, UNKNOWN
waters | unknown | unknown | unknown | unknown | unknown | Waters instrument, UNKNOWN, UNKNOWN
waters | unknown | unknown | unknown | unknown | unknown | Waters instrument, UNKNOWN, UNKNOWN
unknown | unknown | lc | unknown | unknown | unknown | UNKNOWN, LC-UNKNOWN-UNKNOWN, UNKNOWN
unknown | unknown | lc | unknown | unknown | unknown | UNKNOWN, LC-UNKNOWN-UNKNOWN, UNKNOWN
unknown | xevo tq | unknown | unknown | unknown | unknown | Waters Xevo TQ, LC-UNKNOWN-QQ, UNKNOWN
unknown | unknown | lc | unknown | unknown | unknown | UNKNOWN, LC-UNKNOWN-UNKNOWN, UNKNOWN
unknown | unknown | lc | unknown | unknown | unknown | UNKNOWN, LC-UNKNOWN-UNKNOWN, UNKNOWN
waters | unknown | unknown | unknown | unknown | unknown | Waters instrument, UNKNOWN, UNKNOWN
waters | unknown | unknown | unknown | unknown | unknown | Waters instrument, UNKNOWN, UNKNOWN
waters | unknown | unknown | unknown | unknown | unknown | Waters instrument, UNKNOWN, UNKNOWN
waters | unknown | unknown | unknown | unknown | unknown | Waters instrument, UNKNOWN, UNKNOWN
waters | unknown | unknown | unknown | unknown | unknown | Waters instrument, UNKNOWN, UNKNOWN
waters | unknown | unknown | unknown | unknown | unknown | Waters instrument, UNKNOWN, UNKNOWN
waters | unknown | unknown | unknown | unknown | unknown | Waters instrument, UNKNOWN, UNKNOWN
waters | unknown | unknown | unknown | unknown | unknown | Waters instrument, UNKNOWN, UNKNOWN
waters | unknown | unknown | unknown | unknown | unknown | Waters instrument, UNKNOWN, UNKNOWN
waters | unknown | unknown | unknown | unknown | unknown | Waters instrument, UNKNOWN, UNKNOWN
waters | unknown | unknown | unknown | unknown | unknown | Waters instrument, UNKNOWN, UNKNOWN
waters | unknown | unknown | unknown | unknown | unknown | Waters instrument, UNKNOWN, UNKNOWN
waters | unknown | unknown | unknown | unknown | unknown | Waters instrument, UNKNOWN, UNKNOWN
waters | unknown | unknown | unknown | unknown | unknown | Waters instrument, UNKNOWN, UNKNOWN
unknown | xevo g2 | lc | unknown | unknown | unknown | Waters Xevo G2, LC-UNKNOWN-QTOF, UNKNOWN
unknown | synapt | lc | qtof | esi | high | Waters SYNAPT, LC-ESI-QTOF, HIGH
unknown | synapt | lc | unknown | unknown | unknown | Waters SYNAPT, LC-UNKNOWN-QTOF, UNKNOWN
waters | synapt | unknown | unknown | unknown | unknown | Waters SYNAPT, LC-UNKNOWN-QTOF, UNKNOWN
unknown | synapt | unknown | qtof | unknown | unknown | Waters SYNAPT, LC-UNKNOWN-QTOF, UNKNOWN
unknown | synapt | unknown | unknown | esi | unknown | Waters SYNAPT, LC-ESI-QTOF, UNKNOWN
unknown | synapt | unknown | unknown | unknown | high | Waters SYNAPT, LC-UNKNOWN-QTOF, HIGH
waters | synapt | lc | unknown | unknown | unknown | Waters SYNAPT, LC-UNKNOWN-QTOF, UNKNOWN
unknown | synapt | lc | unknown | unknown | high | Waters SYNAPT, LC-UNKNOWN-QTOF, HIGH
unknown | synapt | lc | qtof | unknown | unknown | Waters SYNAPT, LC-UNKNOWN-QTOF, UNKNOWN
unknown | synapt | lc | unknown | esi | unknown | Waters SYNAPT, LC-ESI-QTOF, UNKNOWN
waters | synapt | lc | qtof | unknown | high | Waters SYNAPT, LC-UNKNOWN-QTOF, HIGH
waters | synapt | unknown | unknown | unknown | high | Waters SYNAPT, LC-UNKNOWN-QTOF, HIGH
waters | synapt | lc | unknown | esi | high | Waters SYNAPT, LC-ESI-QTOF, HIGH
waters | synapt | unknown | unknown | esi | unknown | Waters SYNAPT, LC-ESI-QTOF, UNKNOWN
waters | synapt | unknown | qtof | esi | high | Waters SYNAPT, LC-ESI-QTOF, HIGH
waters | synapt | unknown | qtof | unknown | unknown | Waters SYNAPT, LC-UNKNOWN-QTOF, UNKNOWN
waters | synapt | unknown | qtof | esi | unknown | Waters SYNAPT, LC-ESI-QTOF, UNKNOWN
unknown | synapt | unknown | qtof | esi | high | Waters SYNAPT, LC-ESI-QTOF, HIGH
waters | synapt | unknown | qtof | unknown | high | Waters SYNAPT, LC-UNKNOWN-QTOF, HIGH
waters | synapt | lc | qtof | esi | high | Waters SYNAPT, LC-ESI-QTOF, HIGH
unknown | synapt | lc | unknown | esi | high | Waters SYNAPT, LC-ESI-QTOF, HIGH
waters | synapt | unknown | unknown | esi | high | Waters SYNAPT, LC-ESI-QTOF, HIGH
unknown | synapt | lc | qtof | unknown | high | Waters SYNAPT, LC-UNKNOWN-QTOF, HIGH
unknown | synapt | lc | qtof | esi | unknown | Waters SYNAPT, LC-ESI-QTOF, UNKNOWN
unknown | synapt | unknown | unknown | unknown | unknown | Waters SYNAPT, LC-UNKNOWN-QTOF, UNKNOWN
waters | synapt | lc | qtof | unknown | unknown | Waters SYNAPT, LC-UNKNOWN-QTOF, UNKNOWN
waters | synapt | lc | unknown | unknown | high | Waters SYNAPT, LC-UNKNOWN-QTOF, HIGH
waters | synapt | lc | unknown | esi | unknown | Waters SYNAPT, LC-ESI-QTOF, UNKNOWN
unknown | synapt | unknown | qtof | unknown | high | Waters SYNAPT, LC-UNKNOWN-QTOF, HIGH
unknown | synapt | unknown | unknown | esi | high | Waters SYNAPT, LC-ESI-QTOF, HIGH
waters | synapt | lc | qtof | esi | unknown | Waters SYNAPT, LC-ESI-QTOF, UNKNOWN
unknown | synapt | unknown | qtof | esi | unknown | Waters SYNAPT, LC-ESI-QTOF, UNKNOWN
waters | xevo | lc | qtof | unknown | high | Waters Xevo, LC-UNKNOWN-QTOF, HIGH
unknown | 2690 | lc | unknown | unknown | low | Waters 2690, LC-UNKNOWN-QQQ, LOW
unknown | 2690 | lc | unknown | esi | unknown | Waters 2690, LC-ESI-QQQ, UNKNOWN
waters | 2690 | unknown | unknown | unknown | low | Waters 2690, LC-UNKNOWN-QQQ, LOW
unknown | 2690 | lc | qqq | unknown | unknown | Waters 2690, LC-UNKNOWN-QQQ, UNKNOWN
unknown | xevo | lc | unknown | esi | unknown | Waters Xevo, LC-ESI-QTOF, UNKNOWN
unknown | xevo | lc | qtof | unknown | unknown | Waters Xevo, LC-UNKNOWN-QTOF, UNKNOWN
waters | 2690 | lc | qqq | unknown | low | Waters 2690, LC-UNKNOWN-QQQ, LOW
unknown | xevo | lc | unknown | unknown | high | Waters Xevo, LC-UNKNOWN-QTOF, HIGH
waters | xevo | unknown | qtof | esi | high | Waters Xevo, LC-ESI-QTOF, HIGH
waters | xevo | unknown | unknown | unknown | high | Waters Xevo, LC-UNKNOWN-QTOF, HIGH
waters | 2690 | lc | unknown | esi | low | Waters 2690, LC-ESI-QQQ, LOW
waters | xevo | lc | unknown | esi | high | Waters Xevo, LC-ESI-QTOF, HIGH
waters | xevo | unknown | qtof | unknown | unknown | Waters Xevo, LC-UNKNOWN-QTOF, UNKNOWN
waters | 2690 | unknown | unknown | esi | unknown | Waters 2690, LC-ESI-QQQ, UNKNOWN
unknown | xevo | unknown | qtof | esi | high | Waters Xevo, LC-ESI-QTOF, HIGH
waters | 2690 | unknown | qqq | unknown | unknown | Waters 2690, LC-UNKNOWN-QQQ, UNKNOWN
waters | 2690 | lc | unknown | unknown | unknown | Waters 2690, LC-UNKNOWN-QQQ, UNKNOWN
waters | 2690 | unknown | qqq | esi | low | Waters 2690, LC-ESI-QQQ, LOW
unknown | 2690 | unknown | qqq | unknown | unknown | Waters 2690, LC-UNKNOWN-QQQ, UNKNOWN
waters | xevo | lc | unknown | unknown | unknown | Waters Xevo, LC-UNKNOWN-QTOF, UNKNOWN
unknown | 2690 | unknown | unknown | esi | unknown | Waters 2690, LC-ESI-QQQ, UNKNOWN
waters | xevo | unknown | unknown | esi | unknown | Waters Xevo, LC-ESI-QTOF, UNKNOWN
unknown | xevo | lc | unknown | unknown | unknown | Waters Xevo, LC-UNKNOWN-QTOF, UNKNOWN
waters | xevo | unknown | unknown | unknown | unknown | Waters Xevo, LC-UNKNOWN-QTOF, UNKNOWN
unknown | xevo | lc | qtof | esi | high | Waters Xevo, LC-ESI-QTOF, HIGH
unknown | xevo | unknown | qtof | unknown | unknown | Waters Xevo, LC-UNKNOWN-QTOF, UNKNOWN
unknown | 2690 | unknown | unknown | unknown | low | Waters 2690, LC-UNKNOWN-QQQ, LOW
unknown | xevo | unknown | unknown | esi | unknown | Waters Xevo, LC-ESI-QTOF, UNKNOWN
unknown | xevo | unknown | unknown | unknown | high | Waters Xevo, LC-UNKNOWN-QTOF, HIGH
unknown | 2690 | lc | unknown | unknown | unknown | Waters 2690, LC-UNKNOWN-QQQ, UNKNOWN
waters | 2690 | unknown | unknown | unknown | unknown | Waters 2690, LC-UNKNOWN-QQQ, UNKNOWN
unknown | 2690 | lc | qqq | esi | low | Waters 2690, LC-ESI-QQQ, LOW
unknown | 2690 | unknown | unknown | unknown | unknown | Waters 2690, LC-UNKNOWN-QQQ, UNKNOWN
unknown | xevo | unknown | unknown | unknown | unknown | Waters Xevo, LC-UNKNOWN-QTOF, UNKNOWN
unknown | xevo | lc | unknown | esi | high | Waters Xevo, LC-ESI-QTOF, HIGH
unknown | 2690 | lc | qqq | esi | unknown | Waters 2690, LC-ESI-QQQ, UNKNOWN
unknown | xevo | lc | qtof | unknown | high | Waters Xevo, LC-UNKNOWN-QTOF, HIGH
waters | 2690 | unknown | unknown | esi | low | Waters 2690, LC-ESI-QQQ, LOW
unknown | 2690 | lc | qqq | unknown | low | Waters 2690, LC-UNKNOWN-QQQ, LOW
waters | 2690 | lc | qqq | esi | low | Waters 2690, LC-ESI-QQQ, LOW
waters | xevo | unknown | unknown | esi | high | Waters Xevo, LC-ESI-QTOF, HIGH
waters | xevo | unknown | qtof | unknown | high | Waters Xevo, LC-UNKNOWN-QTOF, HIGH
waters | 2690 | unknown | qqq | unknown | low | Waters 2690, LC-UNKNOWN-QQQ, LOW
waters | xevo | lc | qtof | esi | high | Waters Xevo, LC-ESI-QTOF, HIGH
waters | 2690 | unknown | qqq | esi | unknown | Waters 2690, LC-ESI-QQQ, UNKNOWN
waters | xevo | unknown | qtof | esi | unknown | Waters Xevo, LC-ESI-QTOF, UNKNOWN
waters | 2690 | lc | unknown | unknown | low | Waters 2690, LC-UNKNOWN-QQQ, LOW
unknown | xevo | lc | qtof | esi | unknown | Waters Xevo, LC-ESI-QTOF, UNKNOWN
unknown | 2690 | lc | unknown | esi | low | Waters 2690, LC-ESI-QQQ, LOW
unknown | 2690 | unknown | qqq | esi | low | Waters 2690, LC-ESI-QQQ, LOW
waters | 2690 | lc | qqq | unknown | unknown | Waters 2690, LC-UNKNOWN-QQQ, UNKNOWN
waters | xevo | lc | unknown | unknown | high | Waters Xevo, LC-UNKNOWN-QTOF, HIGH
waters | 2690 | lc | unknown | esi | unknown | Waters 2690, LC-ESI-QQQ, UNKNOWN
waters | xevo | lc | unknown | esi | unknown | Waters Xevo, LC-ESI-QTOF, UNKNOWN
waters | xevo | lc | qtof | esi | unknown | Waters Xevo, LC-ESI-QTOF, UNKNOWN
unknown | 2690 | unknown | unknown | esi | low | Waters 2690, LC-ESI-QQQ, LOW
unknown | xevo | unknown | unknown | esi | high | Waters Xevo, LC-ESI-QTOF, HIGH
unknown | xevo | unknown | qtof | unknown | high | Waters Xevo, LC-UNKNOWN-QTOF, HIGH
unknown | 2690 | unknown | qqq | unknown | low | Waters 2690, LC-UNKNOWN-QQQ, LOW
waters | xevo | lc | qtof | unknown | unknown | Waters Xevo, LC-UNKNOWN-QTOF, UNKNOWN
unknown | xevo | unknown | qtof | esi | unknown | Waters Xevo, LC-ESI-QTOF, UNKNOWN
unknown | 2690 | unknown | qqq | esi | unknown | Waters 2690, LC-ESI-QQQ, UNKNOWN
waters | 2690 | lc | qqq | esi | unknown | Waters 2690, LC-ESI-QQQ, UNKNOWN
unknown | zq | unknown | ittof | apci | unknown | Waters ZQ, LC-APCI-ITTOF, UNKNOWN
unknown | zq | lc | unknown | unknown | high | Waters ZQ, LC-UNKNOWN-ITTOF, HIGH
unknown | zq | lc | ittof | unknown | unknown | Waters ZQ, LC-UNKNOWN-ITTOF, UNKNOWN
unknown | zq | lc | unknown | apci | unknown | Waters ZQ, LC-APCI-ITTOF, UNKNOWN
waters | zq | unknown | unknown | unknown | high | Waters ZQ, LC-UNKNOWN-ITTOF, HIGH
waters | zq | unknown | unknown | apci | unknown | Waters ZQ, LC-APCI-ITTOF, UNKNOWN
waters | zq | lc | unknown | apci | high | Waters ZQ, LC-APCI-ITTOF, HIGH
unknown | zq | unknown | ittof | unknown | unknown | Waters ZQ, LC-UNKNOWN-ITTOF, UNKNOWN
waters | zq | unknown | unknown | unknown | unknown | Waters ZQ, LC-UNKNOWN-ITTOF, UNKNOWN
unknown | zq | lc | ittof | apci | high | Waters ZQ, LC-APCI-ITTOF, HIGH
unknown | zq | lc | unknown | unknown | unknown | Waters ZQ, LC-UNKNOWN-ITTOF, UNKNOWN
unknown | zq | unknown | unknown | apci | unknown | Waters ZQ, LC-APCI-ITTOF, UNKNOWN
unknown | zq | unknown | unknown | unknown | high | Waters ZQ, LC-UNKNOWN-ITTOF, HIGH
waters | zq | lc | unknown | unknown | unknown | Waters ZQ, LC-UNKNOWN-ITTOF, UNKNOWN
waters | zq | unknown | ittof | unknown | unknown | Waters ZQ, LC-UNKNOWN-ITTOF, UNKNOWN
waters | zq | unknown | ittof | apci | high | Waters ZQ, LC-APCI-ITTOF, HIGH
unknown | zq | unknown | unknown | unknown | unknown | Waters ZQ, LC-UNKNOWN-ITTOF, UNKNOWN
waters | zq | unknown | ittof | apci | unknown | Waters ZQ, LC-APCI-ITTOF, UNKNOWN
waters | zq | lc | unknown | apci | unknown | Waters ZQ, LC-APCI-ITTOF, UNKNOWN
waters | zq | lc | unknown | unknown | high | Waters ZQ, LC-UNKNOWN-ITTOF, HIGH
waters | zq | lc | ittof | unknown | unknown | Waters ZQ, LC-UNKNOWN-ITTOF, UNKNOWN
waters | zq | lc | ittof | unknown | high | Waters ZQ, LC-UNKNOWN-ITTOF, HIGH
unknown | zq | unknown | unknown | apci | high | Waters ZQ, LC-APCI-ITTOF, HIGH
waters | zq | lc | ittof | apci | unknown | Waters ZQ, LC-APCI-ITTOF, UNKNOWN
unknown | zq | unknown | ittof | unknown | high | Waters ZQ, LC-UNKNOWN-ITTOF, HIGH
unknown | zq | unknown | ittof | apci | high | Waters ZQ, LC-APCI-ITTOF, HIGH
waters | zq | unknown | ittof | unknown | high | Waters ZQ, LC-UNKNOWN-ITTOF, HIGH
waters | zq | unknown | unknown | apci | high | Waters ZQ, LC-APCI-ITTOF, HIGH
waters | zq | lc | ittof | apci | high | Waters ZQ, LC-APCI-ITTOF, HIGH
unknown | zq | lc | ittof | apci | unknown | Waters ZQ, LC-APCI-ITTOF, UNKNOWN
unknown | zq | lc | unknown | apci | high | Waters ZQ, LC-APCI-ITTOF, HIGH
unknown | zq | lc | ittof | unknown | high | Waters ZQ, LC-UNKNOWN-ITTOF, HIGH
thermo | ltq orbitrap fusion tribrid | unknown | itft | unknown | high | Thermo Fisher Scientific LTQ Orbitrap Fusion Tribrid, LC-UNKNOWN-ITFT, HIGH
thermo | ltq orbitrap fusion tribrid | lc | unknown | unknown | high | Thermo Fisher Scientific LTQ Orbitrap Fusion Tribrid, LC-UNKNOWN-ITFT, HIGH
unknown | ltq orbitrap fusion tribrid | unknown | unknown | unknown | unknown | Thermo Fisher Scientific LTQ Orbitrap Fusion Tribrid, LC-UNKNOWN-ITFT, UNKNOWN
thermo | ltq orbitrap fusion tribrid | unknown | itft | esi | unknown | Thermo Fisher Scientific LTQ Orbitrap Fusion Tribrid, LC-ESI-ITFT, UNKNOWN
thermo | ltq orbitrap fusion tribrid | lc | unknown | esi | unknown | Thermo Fisher Scientific LTQ Orbitrap Fusion Tribrid, LC-ESI-ITFT, UNKNOWN
unknown | ltq orbitrap fusion tribrid | lc | itft | esi | high | Thermo Fisher Scientific LTQ Orbitrap Fusion Tribrid, LC-ESI-ITFT, HIGH
thermo | ltq orbitrap fusion tribrid | lc | itft | unknown | unknown | Thermo Fisher Scientific LTQ Orbitrap Fusion Tribrid, LC-UNKNOWN-ITFT, UNKNOWN
unknown | ltq orbitrap fusion tribrid | unknown | unknown | esi | high | Thermo Fisher Scientific LTQ Orbitrap Fusion Tribrid, LC-ESI-ITFT, HIGH
unknown | ltq orbitrap fusion tribrid | unknown | itft | unknown | high | Thermo Fisher Scientific LTQ Orbitrap Fusion Tribrid, LC-UNKNOWN-ITFT, HIGH
thermo | ltq orbitrap fusion tribrid | lc | unknown | esi | high | Thermo Fisher Scientific LTQ Orbitrap Fusion Tribrid, LC-ESI-ITFT, HIGH
thermo | ltq orbitrap fusion tribrid | unknown | unknown | esi | high | Thermo Fisher Scientific LTQ Orbitrap Fusion Tribrid, LC-ESI-ITFT, HIGH
thermo | ltq orbitrap fusion tribrid | lc | itft | esi | high | Thermo Fisher Scientific LTQ Orbitrap Fusion Tribrid, LC-ESI-ITFT, HIGH
thermo | ltq orbitrap fusion tribrid | lc | itft | esi | unknown | Thermo Fisher Scientific LTQ Orbitrap Fusion Tribrid, LC-ESI-ITFT, UNKNOWN
unknown | ltq orbitrap fusion tribrid | unknown | unknown | unknown | high | Thermo Fisher Scientific LTQ Orbitrap Fusion Tribrid, LC-UNKNOWN-ITFT, HIGH
thermo | ltq orbitrap fusion tribrid | lc | itft | unknown | high | Thermo Fisher Scientific LTQ Orbitrap Fusion Tribrid, LC-UNKNOWN-ITFT, HIGH
thermo | ltq orbitrap fusion tribrid | lc | unknown | unknown | unknown | Thermo Fisher Scientific LTQ Orbitrap Fusion Tribrid, LC-UNKNOWN-ITFT, UNKNOWN
thermo | ltq orbitrap fusion tribrid | unknown | itft | esi | high | Thermo Fisher Scientific LTQ Orbitrap Fusion Tribrid, LC-ESI-ITFT, HIGH
thermo | ltq orbitrap fusion tribrid | unknown | unknown | esi | unknown | Thermo Fisher Scientific LTQ Orbitrap Fusion Tribrid, LC-ESI-ITFT, UNKNOWN
unknown | ltq orbitrap fusion tribrid | unknown | unknown | esi | unknown | Thermo Fisher Scientific LTQ Orbitrap Fusion Tribrid, LC-ESI-ITFT, UNKNOWN
thermo | ltq orbitrap fusion tribrid | unknown | itft | unknown | unknown | Thermo Fisher Scientific LTQ Orbitrap Fusion Tribrid, LC-UNKNOWN-ITFT, UNKNOWN
unknown | ltq orbitrap fusion tribrid | unknown | itft | esi | high | Thermo Fisher Scientific LTQ Orbitrap Fusion Tribrid, LC-ESI-ITFT, HIGH
thermo | ltq orbitrap fusion tribrid | unknown | unknown | unknown | high | Thermo Fisher Scientific LTQ Orbitrap Fusion Tribrid, LC-UNKNOWN-ITFT, HIGH
unknown | ltq orbitrap fusion tribrid | lc | itft | unknown | unknown | Thermo Fisher Scientific LTQ Orbitrap Fusion Tribrid, LC-UNKNOWN-ITFT, UNKNOWN
unknown | ltq orbitrap fusion tribrid | unknown | itft | unknown | unknown | Thermo Fisher Scientific LTQ Orbitrap Fusion Tribrid, LC-UNKNOWN-ITFT, UNKNOWN
unknown | ltq orbitrap fusion tribrid | lc | unknown | esi | high | Thermo Fisher Scientific LTQ Orbitrap Fusion Tribrid, LC-ESI-ITFT, HIGH
unknown | ltq orbitrap fusion tribrid | lc | unknown | esi | unknown | Thermo Fisher Scientific LTQ Orbitrap Fusion Tribrid, LC-ESI-ITFT, UNKNOWN
unknown | ltq orbitrap fusion tribrid | lc | unknown | unknown | high | Thermo Fisher Scientific LTQ Orbitrap Fusion Tribrid, LC-UNKNOWN-ITFT, HIGH
unknown | ltq orbitrap fusion tribrid | lc | itft | unknown | high | Thermo Fisher Scientific LTQ Orbitrap Fusion Tribrid, LC-UNKNOWN-ITFT, HIGH
unknown | ltq orbitrap fusion tribrid | lc | unknown | unknown | unknown | Thermo Fisher Scientific LTQ Orbitrap Fusion Tribrid, LC-UNKNOWN-ITFT, UNKNOWN
unknown | ltq orbitrap fusion tribrid | unknown | itft | esi | unknown | Thermo Fisher Scientific LTQ Orbitrap Fusion Tribrid, LC-ESI-ITFT, UNKNOWN
thermo | ltq orbitrap fusion tribrid | unknown | unknown | unknown | unknown | Thermo Fisher Scientific LTQ Orbitrap Fusion Tribrid, LC-UNKNOWN-ITFT, UNKNOWN
unknown | ltq orbitrap fusion tribrid | lc | itft | esi | unknown | Thermo Fisher Scientific LTQ Orbitrap Fusion Tribrid, LC-ESI-ITFT, UNKNOWN
thermo | orbitrap fusion tribrid | lc | unknown | esi | unknown | Thermo Fisher Scientific Orbitrap Fusion Tribrid, LC-ESI-QFT, UNKNOWN
thermo | orbitrap fusion tribrid | lc | unknown | esi | unknown | Thermo Fisher Scientific Orbitrap Fusion Tribrid, LC-ESI-QFT, UNKNOWN
thermo | qexactive plus orbitrap | lc | unknown | unknown | high | Thermo Fisher Scientific Q-Exactive Plus Orbitrap, LC-UNKNOWN-QFT, HIGH
thermo | qexactive orbitrap hf x | lc | unknown | unknown | high | Thermo Fisher Scientific Q-Exactive Orbitrap HF-X, LC-UNKNOWN-QFT, HIGH
unknown | orbitrap fusion tribrid | lc | itft | esi | high | Thermo Fisher Scientific Orbitrap Fusion Tribrid, LC-ESI-ITFT, HIGH
thermo | qexactive orbitrap hf x | unknown | unknown | unknown | unknown | Thermo Fisher Scientific Q-Exactive Orbitrap HF-X, LC-UNKNOWN-QFT, UNKNOWN
thermo | qexactive orbitrap hf x | lc | unknown | esi | unknown | Thermo Fisher Scientific Q-Exactive Orbitrap HF-X, LC-ESI-QFT, UNKNOWN
thermo | qexactive orbitrap hf x | lc | unknown | apci | unknown | Thermo Fisher Scientific Q-Exactive Orbitrap HF-X, LC-APCI-QFT, UNKNOWN
thermo | qexactive plus orbitrap | unknown | unknown | unknown | unknown | Thermo Fisher Scientific Q-Exactive Plus Orbitrap, LC-UNKNOWN-QFT, UNKNOWN
unknown | orbitrap fusion tribrid | unknown | unknown | unknown | unknown | Thermo Fisher Scientific Orbitrap Fusion Tribrid, LC-UNKNOWN-QFT, UNKNOWN
unknown | orbitrap fusion tribrid | unknown | unknown | unknown | unknown | Thermo Fisher Scientific Orbitrap Fusion Tribrid, LC-UNKNOWN-QFT, UNKNOWN
thermo | orbitrap fusion tribrid | unknown | qft | unknown | high | Thermo Fisher Scientific Orbitrap Fusion Tribrid, LC-UNKNOWN-QFT, HIGH
thermo | qexactive plus orbitrap | lc | qft | esi | high | Thermo Fisher Scientific Q-Exactive Plus Orbitrap, LC-ESI-QFT, HIGH
thermo | orbitrap fusion tribrid | unknown | unknown | esi | high | Thermo Fisher Scientific Orbitrap Fusion Tribrid, LC-ESI-QFT, HIGH
thermo | qexactive orbitrap hf x | unknown | unknown | esi | high | Thermo Fisher Scientific Q-Exactive Orbitrap HF-X, LC-ESI-QFT, HIGH
thermo | orbitrap fusion tribrid | unknown | unknown | esi | high | Thermo Fisher Scientific Orbitrap Fusion Tribrid, LC-ESI-QFT, HIGH
thermo | qexactive plus orbitrap | unknown | qft | unknown | high | Thermo Fisher Scientific Q-Exactive Plus Orbitrap, LC-UNKNOWN-QFT, HIGH
thermo | qexactive orbitrap hf x | unknown | qft | unknown | high | Thermo Fisher Scientific Q-Exactive Orbitrap HF-X, LC-UNKNOWN-QFT, HIGH
thermo | qexactive orbitrap hf x | unknown | qft | unknown | high | Thermo Fisher Scientific Q-Exactive Orbitrap HF-X, LC-UNKNOWN-QFT, HIGH
thermo | orbitrap fusion tribrid | unknown | itft | unknown | high | Thermo Fisher Scientific Orbitrap Fusion Tribrid, LC-UNKNOWN-ITFT, HIGH
thermo | orbitrap fusion tribrid | unknown | itft | esi | unknown | Thermo Fisher Scientific Orbitrap Fusion Tribrid, LC-ESI-ITFT, UNKNOWN
thermo | qexactive orbitrap hf x | unknown | qft | esi | unknown | Thermo Fisher Scientific Q-Exactive Orbitrap HF-X, LC-ESI-QFT, UNKNOWN
thermo | qexactive orbitrap hf x | unknown | qft | apci | unknown | Thermo Fisher Scientific Q-Exactive Orbitrap HF-X, LC-APCI-QFT, UNKNOWN
thermo | orbitrap fusion tribrid | unknown | qft | esi | unknown | Thermo Fisher Scientific Orbitrap Fusion Tribrid, LC-ESI-QFT, UNKNOWN
thermo | qexactive plus orbitrap | unknown | qft | esi | unknown | Thermo Fisher Scientific Q-Exactive Plus Orbitrap, LC-ESI-QFT, UNKNOWN
thermo | orbitrap fusion tribrid | lc | unknown | unknown | high | Thermo Fisher Scientific Orbitrap Fusion Tribrid, LC-UNKNOWN-QFT, HIGH
thermo | qexactive orbitrap hf x | lc | unknown | unknown | high | Thermo Fisher Scientific Q-Exactive Orbitrap HF-X, LC-UNKNOWN-QFT, HIGH
thermo | orbitrap fusion tribrid | lc | unknown | unknown | high | Thermo Fisher Scientific Orbitrap Fusion Tribrid, LC-UNKNOWN-QFT, HIGH
thermo | qexactive plus orbitrap | unknown | unknown | esi | high | Thermo Fisher Scientific Q-Exactive Plus Orbitrap, LC-ESI-QFT, HIGH
thermo | qexactive orbitrap hf x | lc | qft | esi | high | Thermo Fisher Scientific Q-Exactive Orbitrap HF-X, LC-ESI-QFT, HIGH
thermo | qexactive orbitrap hf x | lc | qft | apci | high | Thermo Fisher Scientific Q-Exactive Orbitrap HF-X, LC-APCI-QFT, HIGH
thermo | qexactive orbitrap hf x | unknown | unknown | apci | high | Thermo Fisher Scientific Q-Exactive Orbitrap HF-X, LC-APCI-QFT, HIGH
unknown | qexactive plus orbitrap | unknown | qft | unknown | high | Thermo Fisher Scientific Q-Exactive Plus Orbitrap, LC-UNKNOWN-QFT, HIGH
unknown | qexactive orbitrap hf x | unknown | qft | unknown | high | Thermo Fisher Scientific Q-Exactive Orbitrap HF-X, LC-UNKNOWN-QFT, HIGH
unknown | qexactive orbitrap hf x | unknown | qft | unknown | high | Thermo Fisher Scientific Q-Exactive Orbitrap HF-X, LC-UNKNOWN-QFT, HIGH
unknown | orbitrap fusion tribrid | unknown | itft | unknown | high | Thermo Fisher Scientific Orbitrap Fusion Tribrid, LC-UNKNOWN-ITFT, HIGH
unknown | orbitrap fusion tribrid | unknown | qft | unknown | high | Thermo Fisher Scientific Orbitrap Fusion Tribrid, LC-UNKNOWN-QFT, HIGH
unknown | qexactive plus orbitrap | lc | qft | esi | high | Thermo Fisher Scientific Q-Exactive Plus Orbitrap, LC-ESI-QFT, HIGH
unknown | qexactive orbitrap hf x | lc | qft | esi | high | Thermo Fisher Scientific Q-Exactive Orbitrap HF-X, LC-ESI-QFT, HIGH
unknown | qexactive orbitrap hf x | lc | qft | apci | high | Thermo Fisher Scientific Q-Exactive Orbitrap HF-X, LC-APCI-QFT, HIGH
unknown | qexactive plus orbitrap | unknown | unknown | esi | high | Thermo Fisher Scientific Q-Exactive Plus Orbitrap, LC-ESI-QFT, HIGH
unknown | qexactive orbitrap hf x | unknown | unknown | apci | high | Thermo Fisher Scientific Q-Exactive Orbitrap HF-X, LC-APCI-QFT, HIGH
thermo | orbitrap fusion tribrid | unknown | unknown | unknown | unknown | Thermo Fisher Scientific Orbitrap Fusion Tribrid, LC-UNKNOWN-QFT, UNKNOWN
thermo | orbitrap fusion tribrid | unknown | unknown | unknown | unknown | Thermo Fisher Scientific Orbitrap Fusion Tribrid, LC-UNKNOWN-QFT, UNKNOWN
unknown | qexactive orbitrap hf x | unknown | unknown | esi | high | Thermo Fisher Scientific Q-Exactive Orbitrap HF-X, LC-ESI-QFT, HIGH
unknown | orbitrap fusion tribrid | unknown | unknown | esi | high | Thermo Fisher Scientific Orbitrap Fusion Tribrid, LC-ESI-QFT, HIGH
thermo | qexactive plus orbitrap | lc | qft | unknown | unknown | Thermo Fisher Scientific Q-Exactive Plus Orbitrap, LC-UNKNOWN-QFT, UNKNOWN
unknown | orbitrap fusion tribrid | unknown | unknown | esi | high | Thermo Fisher Scientific Orbitrap Fusion Tribrid, LC-ESI-QFT, HIGH
unknown | orbitrap fusion tribrid | lc | qft | esi | high | Thermo Fisher Scientific Orbitrap Fusion Tribrid, LC-ESI-QFT, HIGH
thermo | qexactive plus orbitrap | lc | unknown | esi | unknown | Thermo Fisher Scientific Q-Exactive Plus Orbitrap, LC-ESI-QFT, UNKNOWN
thermo | qexactive orbitrap hf x | lc | qft | unknown | unknown | Thermo Fisher Scientific Q-Exactive Orbitrap HF-X, LC-UNKNOWN-QFT, UNKNOWN
thermo | qexactive orbitrap hf x | lc | qft | unknown | unknown | Thermo Fisher Scientific Q-Exactive Orbitrap HF-X, LC-UNKNOWN-QFT, UNKNOWN
thermo | orbitrap fusion tribrid | lc | qft | unknown | unknown | Thermo Fisher Scientific Orbitrap Fusion Tribrid, LC-UNKNOWN-QFT, UNKNOWN
thermo | orbitrap fusion tribrid | lc | itft | unknown | unknown | Thermo Fisher Scientific Orbitrap Fusion Tribrid, LC-UNKNOWN-ITFT, UNKNOWN
thermo | qexactive orbitrap hf x | unknown | unknown | unknown | unknown | Thermo Fisher Scientific Q-Exactive Orbitrap HF-X, LC-UNKNOWN-QFT, UNKNOWN
unknown | orbitrap fusion tribrid | lc | unknown | unknown | unknown | Thermo Fisher Scientific Orbitrap Fusion Tribrid, LC-UNKNOWN-QFT, UNKNOWN
unknown | qexactive orbitrap hf x | lc | qft | unknown | high | Thermo Fisher Scientific Q-Exactive Orbitrap HF-X, LC-UNKNOWN-QFT, HIGH
unknown | qexactive orbitrap hf x | lc | qft | unknown | high | Thermo Fisher Scientific Q-Exactive Orbitrap HF-X, LC-UNKNOWN-QFT, HIGH
unknown | qexactive plus orbitrap | unknown | qft | esi | unknown | Thermo Fisher Scientific Q-Exactive Plus Orbitrap, LC-ESI-QFT, UNKNOWN
unknown | orbitrap fusion tribrid | lc | unknown | unknown | unknown | Thermo Fisher Scientific Orbitrap Fusion Tribrid, LC-UNKNOWN-QFT, UNKNOWN
unknown | orbitrap fusion tribrid | lc | qft | esi | unknown | Thermo Fisher Scientific Orbitrap Fusion Tribrid, LC-ESI-QFT, UNKNOWN
unknown | orbitrap fusion tribrid | unknown | qft | esi | unknown | Thermo Fisher Scientific Orbitrap Fusion Tribrid, LC-ESI-QFT, UNKNOWN
unknown | qexactive plus orbitrap | lc | qft | esi | unknown | Thermo Fisher Scientific Q-Exactive Plus Orbitrap, LC-ESI-QFT, UNKNOWN
unknown | orbitrap fusion tribrid | lc | itft | esi | unknown | Thermo Fisher Scientific Orbitrap Fusion Tribrid, LC-ESI-ITFT, UNKNOWN
unknown | qexactive orbitrap hf x | lc | unknown | esi | high | Thermo Fisher Scientific Q-Exactive Orbitrap HF-X, LC-ESI-QFT, HIGH
unknown | qexactive plus orbitrap | lc | unknown | unknown | high | Thermo Fisher Scientific Q-Exactive Plus Orbitrap, LC-UNKNOWN-QFT, HIGH
unknown | qexactive orbitrap hf x | lc | unknown | unknown | high | Thermo Fisher Scientific Q-Exactive Orbitrap HF-X, LC-UNKNOWN-QFT, HIGH
unknown | qexactive orbitrap hf x | lc | unknown | unknown | high | Thermo Fisher Scientific Q-Exactive Orbitrap HF-X, LC-UNKNOWN-QFT, HIGH
unknown | orbitrap fusion tribrid | lc | unknown | unknown | high | Thermo Fisher Scientific Orbitrap Fusion Tribrid, LC-UNKNOWN-QFT, HIGH
unknown | orbitrap fusion tribrid | lc | unknown | unknown | high | Thermo Fisher Scientific Orbitrap Fusion Tribrid, LC-UNKNOWN-QFT, HIGH
unknown | orbitrap fusion tribrid | unknown | qft | unknown | unknown | Thermo Fisher Scientific Orbitrap Fusion Tribrid, LC-UNKNOWN-QFT, UNKNOWN
unknown | qexactive orbitrap hf x | lc | unknown | apci | high | Thermo Fisher Scientific Q-Exactive Orbitrap HF-X, LC-APCI-QFT, HIGH
unknown | qexactive plus orbitrap | unknown | qft | unknown | unknown | Thermo Fisher Scientific Q-Exactive Plus Orbitrap, LC-UNKNOWN-QFT, UNKNOWN
unknown | orbitrap fusion tribrid | lc | unknown | esi | high | Thermo Fisher Scientific Orbitrap Fusion Tribrid, LC-ESI-QFT, HIGH
unknown | orbitrap fusion tribrid | lc | unknown | esi | high | Thermo Fisher Scientific Orbitrap Fusion Tribrid, LC-ESI-QFT, HIGH
unknown | orbitrap fusion tribrid | lc | unknown | esi | unknown | Thermo Fisher Scientific Orbitrap Fusion Tribrid, LC-ESI-QFT, UNKNOWN
unknown | orbitrap fusion tribrid | unknown | itft | unknown | unknown | Thermo Fisher Scientific Orbitrap Fusion Tribrid, LC-UNKNOWN-ITFT, UNKNOWN
unknown | qexactive orbitrap hf x | unknown | qft | unknown | unknown | Thermo Fisher Scientific Q-Exactive Orbitrap HF-X, LC-UNKNOWN-QFT, UNKNOWN
unknown | qexactive orbitrap hf x | unknown | qft | unknown | unknown | Thermo Fisher Scientific Q-Exactive Orbitrap HF-X, LC-UNKNOWN-QFT, UNKNOWN
unknown | qexactive plus orbitrap | lc | unknown | esi | high | Thermo Fisher Scientific Q-Exactive Plus Orbitrap, LC-ESI-QFT, HIGH
unknown | qexactive orbitrap hf x | unknown | qft | apci | high | Thermo Fisher Scientific Q-Exactive Orbitrap HF-X, LC-APCI-QFT, HIGH
unknown | qexactive orbitrap hf x | unknown | qft | esi | high | Thermo Fisher Scientific Q-Exactive Orbitrap HF-X, LC-ESI-QFT, HIGH
unknown | qexactive orbitrap hf x | lc | unknown | esi | unknown | Thermo Fisher Scientific Q-Exactive Orbitrap HF-X, LC-ESI-QFT, UNKNOWN
unknown | orbitrap fusion tribrid | lc | unknown | esi | unknown | Thermo Fisher Scientific Orbitrap Fusion Tribrid, LC-ESI-QFT, UNKNOWN
unknown | qexactive plus orbitrap | lc | unknown | esi | unknown | Thermo Fisher Scientific Q-Exactive Plus Orbitrap, LC-ESI-QFT, UNKNOWN
unknown | qexactive orbitrap hf x | lc | unknown | unknown | unknown | Thermo Fisher Scientific Q-Exactive Orbitrap HF-X, LC-UNKNOWN-QFT, UNKNOWN
unknown | qexactive orbitrap hf x | lc | unknown | unknown | unknown | Thermo Fisher Scientific Q-Exactive Orbitrap HF-X, LC-UNKNOWN-QFT, UNKNOWN
unknown | qexactive plus orbitrap | lc | qft | unknown | high | Thermo Fisher Scientific Q-Exactive Plus Orbitrap, LC-UNKNOWN-QFT, HIGH
unknown | orbitrap fusion tribrid | lc | qft | unknown | high | Thermo Fisher Scientific Orbitrap Fusion Tribrid, LC-UNKNOWN-QFT, HIGH
unknown | orbitrap fusion tribrid | lc | itft | unknown | high | Thermo Fisher Scientific Orbitrap Fusion Tribrid, LC-UNKNOWN-ITFT, HIGH
unknown | orbitrap fusion tribrid | unknown | itft | esi | unknown | Thermo Fisher Scientific Orbitrap Fusion Tribrid, LC-ESI-ITFT, UNKNOWN
unknown | qexactive orbitrap hf x | unknown | qft | esi | unknown | Thermo Fisher Scientific Q-Exactive Orbitrap HF-X, LC-ESI-QFT, UNKNOWN
unknown | qexactive orbitrap hf x | unknown | qft | apci | unknown | Thermo Fisher Scientific Q-Exactive Orbitrap HF-X, LC-APCI-QFT, UNKNOWN
unknown | qexactive orbitrap hf x | lc | qft | apci | unknown | Thermo Fisher Scientific Q-Exactive Orbitrap HF-X, LC-APCI-QFT, UNKNOWN
unknown | qexactive plus orbitrap | lc | unknown | unknown | unknown | Thermo Fisher Scientific Q-Exactive Plus Orbitrap, LC-UNKNOWN-QFT, UNKNOWN
unknown | qexactive orbitrap hf x | lc | qft | esi | unknown | Thermo Fisher Scientific Q-Exactive Orbitrap HF-X, LC-ESI-QFT, UNKNOWN
thermo | orbitrap fusion tribrid | unknown | unknown | unknown | high | Thermo Fisher Scientific Orbitrap Fusion Tribrid, LC-UNKNOWN-QFT, HIGH
thermo | orbitrap fusion tribrid | unknown | unknown | unknown | high | Thermo Fisher Scientific Orbitrap Fusion Tribrid, LC-UNKNOWN-QFT, HIGH
unknown | qexactive plus orbitrap | lc | qft | unknown | unknown | Thermo Fisher Scientific Q-Exactive Plus Orbitrap, LC-UNKNOWN-QFT, UNKNOWN
unknown | qexactive orbitrap hf x | lc | qft | unknown | unknown | Thermo Fisher Scientific Q-Exactive Orbitrap HF-X, LC-UNKNOWN-QFT, UNKNOWN
unknown | orbitrap fusion tribrid | lc | itft | unknown | unknown | Thermo Fisher Scientific Orbitrap Fusion Tribrid, LC-UNKNOWN-ITFT, UNKNOWN
unknown | qexactive orbitrap hf x | lc | qft | unknown | unknown | Thermo Fisher Scientific Q-Exactive Orbitrap HF-X, LC-UNKNOWN-QFT, UNKNOWN
unknown | orbitrap fusion tribrid | unknown | itft | esi | high | Thermo Fisher Scientific Orbitrap Fusion Tribrid, LC-ESI-ITFT, HIGH
unknown | orbitrap fusion tribrid | lc | qft | unknown | unknown | Thermo Fisher Scientific Orbitrap Fusion Tribrid, LC-UNKNOWN-QFT, UNKNOWN
unknown | qexactive plus orbitrap | unknown | qft | esi | high | Thermo Fisher Scientific Q-Exactive Plus Orbitrap, LC-ESI-QFT, HIGH
unknown | qexactive orbitrap hf x | lc | unknown | apci | unknown | Thermo Fisher Scientific Q-Exactive Orbitrap HF-X, LC-APCI-QFT, UNKNOWN
unknown | orbitrap fusion tribrid | unknown | qft | esi | high | Thermo Fisher Scientific Orbitrap Fusion Tribrid, LC-ESI-QFT, HIGH
thermo | orbitrap fusion tribrid | unknown | unknown | esi | unknown | Thermo Fisher Scientific Orbitrap Fusion Tribrid, LC-ESI-QFT, UNKNOWN
unknown | qexactive plus orbitrap | unknown | unknown | esi | unknown | Thermo Fisher Scientific Q-Exactive Plus Orbitrap, LC-ESI-QFT, UNKNOWN
thermo | orbitrap fusion tribrid | unknown | qft | esi | high | Thermo Fisher Scientific Orbitrap Fusion Tribrid, LC-ESI-QFT, HIGH
thermo | qexactive orbitrap hf x | unknown | unknown | unknown | high | Thermo Fisher Scientific Q-Exactive Orbitrap HF-X, LC-UNKNOWN-QFT, HIGH
thermo | qexactive orbitrap hf x | unknown | unknown | unknown | high | Thermo Fisher Scientific Q-Exactive Orbitrap HF-X, LC-UNKNOWN-QFT, HIGH
thermo | qexactive plus orbitrap | lc | qft | esi | unknown | Thermo Fisher Scientific Q-Exactive Plus Orbitrap, LC-ESI-QFT, UNKNOWN
thermo | qexactive orbitrap hf x | lc | qft | apci | unknown | Thermo Fisher Scientific Q-Exactive Orbitrap HF-X, LC-APCI-QFT, UNKNOWN
thermo | qexactive plus orbitrap | unknown | unknown | esi | unknown | Thermo Fisher Scientific Q-Exactive Plus Orbitrap, LC-ESI-QFT, UNKNOWN
thermo | orbitrap fusion tribrid | lc | qft | esi | unknown | Thermo Fisher Scientific Orbitrap Fusion Tribrid, LC-ESI-QFT, UNKNOWN
thermo | orbitrap fusion tribrid | unknown | itft | esi | high | Thermo Fisher Scientific Orbitrap Fusion Tribrid, LC-ESI-ITFT, HIGH
thermo | qexactive orbitrap hf x | unknown | qft | esi | high | Thermo Fisher Scientific Q-Exactive Orbitrap HF-X, LC-ESI-QFT, HIGH
thermo | orbitrap fusion tribrid | lc | itft | esi | unknown | Thermo Fisher Scientific Orbitrap Fusion Tribrid, LC-ESI-ITFT, UNKNOWN
thermo | qexactive orbitrap hf x | lc | qft | esi | unknown | Thermo Fisher Scientific Q-Exactive Orbitrap HF-X, LC-ESI-QFT, UNKNOWN
thermo | qexactive plus orbitrap | unknown | qft | esi | high | Thermo Fisher Scientific Q-Exactive Plus Orbitrap, LC-ESI-QFT, HIGH
thermo | qexactive orbitrap hf x | unknown | qft | apci | high | Thermo Fisher Scientific Q-Exactive Orbitrap HF-X, LC-APCI-QFT, HIGH
thermo | orbitrap fusion tribrid | unknown | unknown | esi | unknown | Thermo Fisher Scientific Orbitrap Fusion Tribrid, LC-ESI-QFT, UNKNOWN
thermo | qexactive orbitrap hf x | unknown | unknown | esi | unknown | Thermo Fisher Scientific Q-Exactive Orbitrap HF-X, LC-ESI-QFT, UNKNOWN
thermo | qexactive orbitrap hf x | unknown | unknown | apci | unknown | Thermo Fisher Scientific Q-Exactive Orbitrap HF-X, LC-APCI-QFT, UNKNOWN
unknown | qexactive orbitrap hf x | unknown | unknown | esi | unknown | Thermo Fisher Scientific Q-Exactive Orbitrap HF-X, LC-ESI-QFT, UNKNOWN
unknown | qexactive orbitrap hf x | unknown | unknown | apci | unknown | Thermo Fisher Scientific Q-Exactive Orbitrap HF-X, LC-APCI-QFT, UNKNOWN
thermo | qexactive plus orbitrap | unknown | unknown | unknown | high | Thermo Fisher Scientific Q-Exactive Plus Orbitrap, LC-UNKNOWN-QFT, HIGH
thermo | qexactive orbitrap hf x | unknown | qft | unknown | unknown | Thermo Fisher Scientific Q-Exactive Orbitrap HF-X, LC-UNKNOWN-QFT, UNKNOWN
thermo | qexactive orbitrap hf x | unknown | qft | unknown | unknown | Thermo Fisher Scientific Q-Exactive Orbitrap HF-X, LC-UNKNOWN-QFT, UNKNOWN
thermo | orbitrap fusion tribrid | unknown | itft | unknown | unknown | Thermo Fisher Scientific Orbitrap Fusion Tribrid, LC-UNKNOWN-ITFT, UNKNOWN
thermo | orbitrap fusion tribrid | unknown | qft | unknown | unknown | Thermo Fisher Scientific Orbitrap Fusion Tribrid, LC-UNKNOWN-QFT, UNKNOWN
unknown | orbitrap fusion tribrid | unknown | unknown | esi | unknown | Thermo Fisher Scientific Orbitrap Fusion Tribrid, LC-ESI-QFT, UNKNOWN
unknown | orbitrap fusion tribrid | unknown | unknown | esi | unknown | Thermo Fisher Scientific Orbitrap Fusion Tribrid, LC-ESI-QFT, UNKNOWN
thermo | qexactive orbitrap hf x | lc | qft | unknown | high | Thermo Fisher Scientific Q-Exactive Orbitrap HF-X, LC-UNKNOWN-QFT, HIGH
thermo | qexactive plus orbitrap | unknown | qft | unknown | unknown | Thermo Fisher Scientific Q-Exactive Plus Orbitrap, LC-UNKNOWN-QFT, UNKNOWN
thermo | orbitrap fusion tribrid | lc | unknown | unknown | unknown | Thermo Fisher Scientific Orbitrap Fusion Tribrid, LC-UNKNOWN-QFT, UNKNOWN
thermo | qexactive plus orbitrap | lc | qft | unknown | high | Thermo Fisher Scientific Q-Exactive Plus Orbitrap, LC-UNKNOWN-QFT, HIGH
thermo | qexactive orbitrap hf x | lc | unknown | unknown | unknown | Thermo Fisher Scientific Q-Exactive Orbitrap HF-X, LC-UNKNOWN-QFT, UNKNOWN
thermo | orbitrap fusion tribrid | lc | unknown | unknown | unknown | Thermo Fisher Scientific Orbitrap Fusion Tribrid, LC-UNKNOWN-QFT, UNKNOWN
thermo | qexactive orbitrap hf x | lc | unknown | unknown | unknown | Thermo Fisher Scientific Q-Exactive Orbitrap HF-X, LC-UNKNOWN-QFT, UNKNOWN
thermo | qexactive orbitrap hf x | lc | qft | unknown | high | Thermo Fisher Scientific Q-Exactive Orbitrap HF-X, LC-UNKNOWN-QFT, HIGH
thermo | orbitrap fusion tribrid | lc | itft | unknown | high | Thermo Fisher Scientific Orbitrap Fusion Tribrid, LC-UNKNOWN-ITFT, HIGH
thermo | orbitrap fusion tribrid | lc | qft | unknown | high | Thermo Fisher Scientific Orbitrap Fusion Tribrid, LC-UNKNOWN-QFT, HIGH
thermo | orbitrap fusion tribrid | lc | unknown | esi | high | Thermo Fisher Scientific Orbitrap Fusion Tribrid, LC-ESI-QFT, HIGH
thermo | orbitrap fusion tribrid | lc | unknown | esi | high | Thermo Fisher Scientific Orbitrap Fusion Tribrid, LC-ESI-QFT, HIGH
thermo | qexactive plus orbitrap | lc | unknown | unknown | unknown | Thermo Fisher Scientific Q-Exactive Plus Orbitrap, LC-UNKNOWN-QFT, UNKNOWN
thermo | qexactive orbitrap hf x | lc | unknown | esi | high | Thermo Fisher Scientific Q-Exactive Orbitrap HF-X, LC-ESI-QFT, HIGH
unknown | orbitrap fusion tribrid | unknown | unknown | unknown | high | Thermo Fisher Scientific Orbitrap Fusion Tribrid, LC-UNKNOWN-QFT, HIGH
unknown | orbitrap fusion tribrid | unknown | unknown | unknown | high | Thermo Fisher Scientific Orbitrap Fusion Tribrid, LC-UNKNOWN-QFT, HIGH
thermo | qexactive plus orbitrap | lc | unknown | esi | high | Thermo Fisher Scientific Q-Exactive Plus Orbitrap, LC-ESI-QFT, HIGH
thermo | qexactive orbitrap hf x | lc | unknown | apci | high | Thermo Fisher Scientific Q-Exactive Orbitrap HF-X, LC-APCI-QFT, HIGH
unknown | qexactive orbitrap hf x | unknown | unknown | unknown | high | Thermo Fisher Scientific Q-Exactive Orbitrap HF-X, LC-UNKNOWN-QFT, HIGH
unknown | qexactive orbitrap hf x | unknown | unknown | unknown | high | Thermo Fisher Scientific Q-Exactive Orbitrap HF-X, LC-UNKNOWN-QFT, HIGH
unknown | qexactive plus orbitrap | unknown | unknown | unknown | high | Thermo Fisher Scientific Q-Exactive Plus Orbitrap, LC-UNKNOWN-QFT, HIGH
unknown | qexactive orbitrap hf x | unknown | unknown | unknown | unknown | Thermo Fisher Scientific Q-Exactive Orbitrap HF-X, LC-UNKNOWN-QFT, UNKNOWN
unknown | qexactive orbitrap hf x | unknown | unknown | unknown | unknown | Thermo Fisher Scientific Q-Exactive Orbitrap HF-X, LC-UNKNOWN-QFT, UNKNOWN
unknown | qexactive plus orbitrap | unknown | unknown | unknown | unknown | Thermo Fisher Scientific Q-Exactive Plus Orbitrap, LC-UNKNOWN-QFT, UNKNOWN
thermo | orbitrap fusion tribrid | lc | qft | esi | high | Thermo Fisher Scientific Orbitrap Fusion Tribrid, LC-ESI-QFT, HIGH
thermo | orbitrap fusion tribrid | lc | itft | esi | high | Thermo Fisher Scientific Orbitrap Fusion Tribrid, LC-ESI-ITFT, HIGH
unknown | qexactive focus hybrid | unknown | unknown | unknown | unknown | Thermo Fisher Scientific Q-Exactive Focus Hybrid, LC-UNKNOWN-QFT, UNKNOWN
thermo | ltq orbitrap xl hybrid | unknown | itft | unknown | high | Thermo Fisher Scientific LTQ Orbitrap XL hybrid, LC-UNKNOWN-ITFT, HIGH
thermo | ltq orbitrap xl hybrid | lc | unknown | esi | high | Thermo Fisher Scientific LTQ Orbitrap XL hybrid, LC-ESI-ITFT, HIGH
unknown | qexactive focus hybrid | unknown | unknown | unknown | high | Thermo Fisher Scientific Q-Exactive Focus Hybrid, LC-UNKNOWN-QFT, HIGH
thermo | qexactive focus hybrid | unknown | qft | unknown | high | Thermo Fisher Scientific Q-Exactive Focus Hybrid, LC-UNKNOWN-QFT, HIGH
unknown | ltq orbitrap xl hybrid | unknown | unknown | unknown | high | Thermo Fisher Scientific LTQ Orbitrap XL hybrid, LC-UNKNOWN-ITFT, HIGH
thermo | qexactive focus hybrid | lc | unknown | esi | high | Thermo Fisher Scientific Q-Exactive Focus Hybrid, LC-ESI-QFT, HIGH
thermo | ltq orbitrap xl hybrid | unknown | itft | esi | unknown | Thermo Fisher Scientific LTQ Orbitrap XL hybrid, LC-ESI-ITFT, UNKNOWN
thermo | qexactive focus hybrid | unknown | qft | esi | unknown | Thermo Fisher Scientific Q-Exactive Focus Hybrid, LC-ESI-QFT, UNKNOWN
thermo | ltq orbitrap xl hybrid | lc | unknown | unknown | unknown | Thermo Fisher Scientific LTQ Orbitrap XL hybrid, LC-UNKNOWN-ITFT, UNKNOWN
thermo | ltq orbitrap xl hybrid | lc | itft | unknown | high | Thermo Fisher Scientific LTQ Orbitrap XL hybrid, LC-UNKNOWN-ITFT, HIGH
thermo | ltq orbitrap xl hybrid | lc | unknown | esi | unknown | Thermo Fisher Scientific LTQ Orbitrap XL hybrid, LC-ESI-ITFT, UNKNOWN
thermo | qexactive focus hybrid | lc | unknown | esi | unknown | Thermo Fisher Scientific Q-Exactive Focus Hybrid, LC-ESI-QFT, UNKNOWN
thermo | qexactive focus hybrid | lc | unknown | unknown | high | Thermo Fisher Scientific Q-Exactive Focus Hybrid, LC-UNKNOWN-QFT, HIGH
thermo | ltq orbitrap xl hybrid | lc | unknown | unknown | high | Thermo Fisher Scientific LTQ Orbitrap XL hybrid, LC-UNKNOWN-ITFT, HIGH
thermo | qexactive focus hybrid | lc | unknown | unknown | unknown | Thermo Fisher Scientific Q-Exactive Focus Hybrid, LC-UNKNOWN-QFT, UNKNOWN
thermo | qexactive focus hybrid | lc | qft | unknown | high | Thermo Fisher Scientific Q-Exactive Focus Hybrid, LC-UNKNOWN-QFT, HIGH
thermo | ltq orbitrap xl hybrid | unknown | unknown | unknown | unknown | Thermo Fisher Scientific LTQ Orbitrap XL hybrid, LC-UNKNOWN-ITFT, UNKNOWN
thermo | ltq orbitrap xl hybrid | lc | itft | esi | unknown | Thermo Fisher Scientific LTQ Orbitrap XL hybrid, LC-ESI-ITFT, UNKNOWN
unknown | ltq orbitrap xl hybrid | unknown | unknown | esi | unknown | Thermo Fisher Scientific LTQ Orbitrap XL hybrid, LC-ESI-ITFT, UNKNOWN
thermo | qexactive focus hybrid | unknown | qft | unknown | unknown | Thermo Fisher Scientific Q-Exactive Focus Hybrid, LC-UNKNOWN-QFT, UNKNOWN
thermo | ltq orbitrap xl hybrid | unknown | itft | unknown | unknown | Thermo Fisher Scientific LTQ Orbitrap XL hybrid, LC-UNKNOWN-ITFT, UNKNOWN
unknown | ltq orbitrap xl hybrid | unknown | itft | unknown | high | Thermo Fisher Scientific LTQ Orbitrap XL hybrid, LC-UNKNOWN-ITFT, HIGH
unknown | qexactive focus hybrid | lc | qft | esi | high | Thermo Fisher Scientific Q-Exactive Focus Hybrid, LC-ESI-QFT, HIGH
thermo | qexactive focus hybrid | lc | qft | esi | unknown | Thermo Fisher Scientific Q-Exactive Focus Hybrid, LC-ESI-QFT, UNKNOWN
unknown | qexactive focus hybrid | unknown | qft | unknown | high | Thermo Fisher Scientific Q-Exactive Focus Hybrid, LC-UNKNOWN-QFT, HIGH
thermo | qexactive focus hybrid | unknown | qft | esi | high | Thermo Fisher Scientific Q-Exactive Focus Hybrid, LC-ESI-QFT, HIGH
unknown | ltq orbitrap xl hybrid | unknown | unknown | esi | high | Thermo Fisher Scientific LTQ Orbitrap XL hybrid, LC-ESI-ITFT, HIGH
thermo | ltq orbitrap xl hybrid | lc | itft | unknown | unknown | Thermo Fisher Scientific LTQ Orbitrap XL hybrid, LC-UNKNOWN-ITFT, UNKNOWN
thermo | qexactive focus hybrid | lc | qft | unknown | unknown | Thermo Fisher Scientific Q-Exactive Focus Hybrid, LC-UNKNOWN-QFT, UNKNOWN
thermo | qexactive focus hybrid | unknown | unknown | unknown | unknown | Thermo Fisher Scientific Q-Exactive Focus Hybrid, LC-UNKNOWN-QFT, UNKNOWN
unknown | ltq orbitrap xl hybrid | lc | itft | esi | high | Thermo Fisher Scientific LTQ Orbitrap XL hybrid, LC-ESI-ITFT, HIGH
unknown | qexactive focus hybrid | unknown | unknown | esi | high | Thermo Fisher Scientific Q-Exactive Focus Hybrid, LC-ESI-QFT, HIGH
unknown | qexactive focus hybrid | lc | unknown | esi | high | Thermo Fisher Scientific Q-Exactive Focus Hybrid, LC-ESI-QFT, HIGH
unknown | qexactive focus hybrid | lc | unknown | unknown | high | Thermo Fisher Scientific Q-Exactive Focus Hybrid, LC-UNKNOWN-QFT, HIGH
unknown | qexactive focus hybrid | lc | qft | unknown | unknown | Thermo Fisher Scientific Q-Exactive Focus Hybrid, LC-UNKNOWN-QFT, UNKNOWN
unknown | qexactive focus hybrid | unknown | qft | unknown | unknown | Thermo Fisher Scientific Q-Exactive Focus Hybrid, LC-UNKNOWN-QFT, UNKNOWN
unknown | ltq orbitrap xl hybrid | lc | unknown | esi | high | Thermo Fisher Scientific LTQ Orbitrap XL hybrid, LC-ESI-ITFT, HIGH
unknown | ltq orbitrap xl hybrid | unknown | itft | esi | high | Thermo Fisher Scientific LTQ Orbitrap XL hybrid, LC-ESI-ITFT, HIGH
unknown | ltq orbitrap xl hybrid | unknown | itft | unknown | unknown | Thermo Fisher Scientific LTQ Orbitrap XL hybrid, LC-UNKNOWN-ITFT, UNKNOWN
thermo | qexactive focus hybrid | unknown | unknown | esi | high | Thermo Fisher Scientific Q-Exactive Focus Hybrid, LC-ESI-QFT, HIGH
unknown | ltq orbitrap xl hybrid | unknown | unknown | unknown | unknown | Thermo Fisher Scientific LTQ Orbitrap XL hybrid, LC-UNKNOWN-ITFT, UNKNOWN
thermo | qexactive focus hybrid | lc | qft | esi | high | Thermo Fisher Scientific Q-Exactive Focus Hybrid, LC-ESI-QFT, HIGH
thermo | ltq orbitrap xl hybrid | unknown | unknown | esi | high | Thermo Fisher Scientific LTQ Orbitrap XL hybrid, LC-ESI-ITFT, HIGH
thermo | ltq orbitrap xl hybrid | lc | itft | esi | high | Thermo Fisher Scientific LTQ Orbitrap XL hybrid, LC-ESI-ITFT, HIGH
unknown | qexactive focus hybrid | unknown | qft | esi | high | Thermo Fisher Scientific Q-Exactive Focus Hybrid, LC-ESI-QFT, HIGH
unknown | qexactive focus hybrid | lc | unknown | esi | unknown | Thermo Fisher Scientific Q-Exactive Focus Hybrid, LC-ESI-QFT, UNKNOWN
unknown | ltq orbitrap xl hybrid | lc | unknown | esi | unknown | Thermo Fisher Scientific LTQ Orbitrap XL hybrid, LC-ESI-ITFT, UNKNOWN
unknown | ltq orbitrap xl hybrid | lc | itft | unknown | unknown | Thermo Fisher Scientific LTQ Orbitrap XL hybrid, LC-UNKNOWN-ITFT, UNKNOWN
thermo | ltq orbitrap xl hybrid | unknown | unknown | unknown | high | Thermo Fisher Scientific LTQ Orbitrap XL hybrid, LC-UNKNOWN-ITFT, HIGH
unknown | qexactive focus hybrid | unknown | qft | esi | unknown | Thermo Fisher Scientific Q-Exactive Focus Hybrid, LC-ESI-QFT, UNKNOWN
unknown | qexactive focus hybrid | lc | qft | unknown | high | Thermo Fisher Scientific Q-Exactive Focus Hybrid, LC-UNKNOWN-QFT, HIGH
unknown | qexactive focus hybrid | lc | unknown | unknown | unknown | Thermo Fisher Scientific Q-Exactive Focus Hybrid, LC-UNKNOWN-QFT, UNKNOWN
unknown | ltq orbitrap xl hybrid | lc | itft | unknown | high | Thermo Fisher Scientific LTQ Orbitrap XL hybrid, LC-UNKNOWN-ITFT, HIGH
unknown | ltq orbitrap xl hybrid | lc | unknown | unknown | high | Thermo Fisher Scientific LTQ Orbitrap XL hybrid, LC-UNKNOWN-ITFT, HIGH
unknown | ltq orbitrap xl hybrid | lc | unknown | unknown | unknown | Thermo Fisher Scientific LTQ Orbitrap XL hybrid, LC-UNKNOWN-ITFT, UNKNOWN
thermo | qexactive focus hybrid | unknown | unknown | unknown | high | Thermo Fisher Scientific Q-Exactive Focus Hybrid, LC-UNKNOWN-QFT, HIGH
thermo | ltq orbitrap xl hybrid | unknown | itft | esi | high | Thermo Fisher Scientific LTQ Orbitrap XL hybrid, LC-ESI-ITFT, HIGH
unknown | ltq orbitrap xl hybrid | lc | itft | esi | unknown | Thermo Fisher Scientific LTQ Orbitrap XL hybrid, LC-ESI-ITFT, UNKNOWN
thermo | ltq orbitrap xl hybrid | unknown | unknown | esi | unknown | Thermo Fisher Scientific LTQ Orbitrap XL hybrid, LC-ESI-ITFT, UNKNOWN
unknown | ltq orbitrap xl hybrid | unknown | itft | esi | unknown | Thermo Fisher Scientific LTQ Orbitrap XL hybrid, LC-ESI-ITFT, UNKNOWN
unknown | qexactive focus hybrid | unknown | unknown | esi | unknown | Thermo Fisher Scientific Q-Exactive Focus Hybrid, LC-ESI-QFT, UNKNOWN
thermo | qexactive focus hybrid | unknown | unknown | esi | unknown | Thermo Fisher Scientific Q-Exactive Focus Hybrid, LC-ESI-QFT, UNKNOWN
unknown | qexactive focus hybrid | lc | qft | esi | unknown | Thermo Fisher Scientific Q-Exactive Focus Hybrid, LC-ESI-QFT, UNKNOWN
thermo | gc orbitrap qexactive | gc | unknown | apci | unknown | Thermo Fisher Scientific GC Orbitrap Q-Exactive, GC-APCI-QFT, UNKNOWN
thermo | orbitrap exploris 240 | lc | unknown | esi | unknown | Thermo Fisher Scientific Orbitrap Exploris 240, LC-ESI-QFT, UNKNOWN
thermo | orbitrap exploris 120 | lc | unknown | esi | unknown | Thermo Fisher Scientific Orbitrap Exploris 120, LC-ESI-FT, UNKNOWN
thermo | orbitrap exploris 120 | lc | unknown | unknown | unknown | Thermo Fisher Scientific Orbitrap Exploris 120, LC-UNKNOWN-FT, UNKNOWN
thermo | orbitrap exploris 240 | lc | unknown | unknown | unknown | Thermo Fisher Scientific Orbitrap Exploris 240, LC-UNKNOWN-QFT, UNKNOWN
thermo | gc orbitrap qexactive | gc | unknown | unknown | high | Thermo Fisher Scientific GC Orbitrap Q-Exactive, GC-UNKNOWN-QFT, HIGH
thermo | orbitrap exploris 240 | lc | qft | unknown | high | Thermo Fisher Scientific Orbitrap Exploris 240, LC-UNKNOWN-QFT, HIGH
thermo | orbitrap exploris 120 | lc | ft | unknown | high | Thermo Fisher Scientific Orbitrap Exploris 120, LC-UNKNOWN-FT, HIGH
thermo | gc orbitrap qexactive | gc | unknown | unknown | high | Thermo Fisher Scientific GC Orbitrap Q-Exactive, GC-UNKNOWN-QFT, HIGH
thermo | gc orbitrap qexactive | gc | unknown | unknown | high | Thermo Fisher Scientific GC Orbitrap Q-Exactive, GC-UNKNOWN-QFT, HIGH
thermo | exploris 240 orbitrap | lc | unknown | esi | unknown | Thermo Fisher Scientific Exploris 240 Orbitrap, LC-ESI-ITFT, UNKNOWN
thermo | gc orbitrap qexactive | gc | unknown | unknown | unknown | Thermo Fisher Scientific GC Orbitrap Q-Exactive, GC-UNKNOWN-QFT, UNKNOWN
thermo | gc orbitrap qexactive | gc | unknown | ei | high | Thermo Fisher Scientific GC Orbitrap Q-Exactive, GC-EI-QFT, HIGH
thermo | gc orbitrap qexactive | gc | unknown | ci | high | Thermo Fisher Scientific GC Orbitrap Q-Exactive, GC-CI-QFT, HIGH
thermo | exploris 240 orbitrap | lc | itft | unknown | high | Thermo Fisher Scientific Exploris 240 Orbitrap, LC-UNKNOWN-ITFT, HIGH
thermo | orbitrap exploris 240 | lc | unknown | unknown | high | Thermo Fisher Scientific Orbitrap Exploris 240, LC-UNKNOWN-QFT, HIGH
thermo | exploris 240 orbitrap | lc | itft | unknown | unknown | Thermo Fisher Scientific Exploris 240 Orbitrap, LC-UNKNOWN-ITFT, UNKNOWN
thermo | gc orbitrap qexactive | unknown | unknown | unknown | unknown | Thermo Fisher Scientific GC Orbitrap Q-Exactive, GC-UNKNOWN-QFT, UNKNOWN
unknown | orbitrap exploris 240 | lc | qft | esi | high | Thermo Fisher Scientific Orbitrap Exploris 240, LC-ESI-QFT, HIGH
thermo | orbitrap exploris 120 | lc | ft | unknown | unknown | Thermo Fisher Scientific Orbitrap Exploris 120, LC-UNKNOWN-FT, UNKNOWN
thermo | gc orbitrap qexactive | unknown | qft | ei | high | Thermo Fisher Scientific GC Orbitrap Q-Exactive, GC-EI-QFT, HIGH
thermo | gc orbitrap qexactive | unknown | qft | unknown | unknown | Thermo Fisher Scientific GC Orbitrap Q-Exactive, GC-UNKNOWN-QFT, UNKNOWN
thermo | gc orbitrap qexactive | gc | unknown | ci | unknown | Thermo Fisher Scientific GC Orbitrap Q-Exactive, GC-CI-QFT, UNKNOWN
thermo | gc orbitrap qexactive | gc | unknown | ei | unknown | Thermo Fisher Scientific GC Orbitrap Q-Exactive, GC-EI-QFT, UNKNOWN
thermo | gc orbitrap qexactive | gc | qft | unknown | high | Thermo Fisher Scientific GC Orbitrap Q-Exactive, GC-UNKNOWN-QFT, HIGH
thermo | exploris 240 orbitrap | lc | itft | esi | unknown | Thermo Fisher Scientific Exploris 240 Orbitrap, LC-ESI-ITFT, UNKNOWN
thermo | gc orbitrap qexactive | unknown | qft | unknown | unknown | Thermo Fisher Scientific GC Orbitrap Q-Exactive, GC-UNKNOWN-QFT, UNKNOWN
thermo | gc orbitrap qexactive | unknown | qft | unknown | unknown | Thermo Fisher Scientific GC Orbitrap Q-Exactive, GC-UNKNOWN-QFT, UNKNOWN
thermo | exploris 240 orbitrap | lc | unknown | unknown | unknown | Thermo Fisher Scientific Exploris 240 Orbitrap, LC-UNKNOWN-ITFT, UNKNOWN
thermo | gc orbitrap qexactive | gc | qft | unknown | high | Thermo Fisher Scientific GC Orbitrap Q-Exactive, GC-UNKNOWN-QFT, HIGH
thermo | gc orbitrap qexactive | gc | qft | unknown | high | Thermo Fisher Scientific GC Orbitrap Q-Exactive, GC-UNKNOWN-QFT, HIGH
unknown | orbitrap exploris 120 | lc | ft | esi | high | Thermo Fisher Scientific Orbitrap Exploris 120, LC-ESI-FT, HIGH
unknown | exploris 240 orbitrap | unknown | unknown | esi | high | Thermo Fisher Scientific Exploris 240 Orbitrap, LC-ESI-ITFT, HIGH
unknown | exploris 240 orbitrap | lc | itft | esi | high | Thermo Fisher Scientific Exploris 240 Orbitrap, LC-ESI-ITFT, HIGH
thermo | gc orbitrap qexactive | gc | qft | ci | high | Thermo Fisher Scientific GC Orbitrap Q-Exactive, GC-CI-QFT, HIGH
thermo | gc orbitrap qexactive | gc | qft | ei | high | Thermo Fisher Scientific GC Orbitrap Q-Exactive, GC-EI-QFT, HIGH
thermo | gc orbitrap qexactive | unknown | unknown | unknown | unknown | Thermo Fisher Scientific GC Orbitrap Q-Exactive, GC-UNKNOWN-QFT, UNKNOWN
unknown | exploris 240 orbitrap | unknown | unknown | unknown | unknown | Thermo Fisher Scientific Exploris 240 Orbitrap, LC-UNKNOWN-ITFT, UNKNOWN
unknown | orbitrap exploris 240 | unknown | unknown | unknown | high | Thermo Fisher Scientific Orbitrap Exploris 240, LC-UNKNOWN-QFT, HIGH
unknown | orbitrap exploris 120 | unknown | unknown | unknown | high | Thermo Fisher Scientific Orbitrap Exploris 120, LC-UNKNOWN-FT, HIGH
thermo | gc orbitrap qexactive | gc | unknown | unknown | unknown | Thermo Fisher Scientific GC Orbitrap Q-Exactive, GC-UNKNOWN-QFT, UNKNOWN
thermo | gc orbitrap qexactive | gc | unknown | unknown | unknown | Thermo Fisher Scientific GC Orbitrap Q-Exactive, GC-UNKNOWN-QFT, UNKNOWN
thermo | gc orbitrap qexactive | gc | unknown | apci | high | Thermo Fisher Scientific GC Orbitrap Q-Exactive, GC-APCI-QFT, HIGH
thermo | gc orbitrap qexactive | unknown | qft | apci | unknown | Thermo Fisher Scientific GC Orbitrap Q-Exactive, LC-APCI-QFT, UNKNOWN
thermo | exploris 240 orbitrap | lc | unknown | unknown | high | Thermo Fisher Scientific Exploris 240 Orbitrap, LC-UNKNOWN-ITFT, HIGH
thermo | gc orbitrap qexactive | unknown | qft | ci | unknown | Thermo Fisher Scientific GC Orbitrap Q-Exactive, GC-CI-QFT, UNKNOWN
thermo | orbitrap exploris 120 | lc | unknown | unknown | high | Thermo Fisher Scientific Orbitrap Exploris 120, LC-UNKNOWN-FT, HIGH
thermo | gc orbitrap qexactive | unknown | qft | ei | unknown | Thermo Fisher Scientific GC Orbitrap Q-Exactive, GC-EI-QFT, UNKNOWN
thermo | orbitrap exploris 240 | unknown | qft | esi | unknown | Thermo Fisher Scientific Orbitrap Exploris 240, LC-ESI-QFT, UNKNOWN
thermo | gc orbitrap qexactive | unknown | qft | unknown | high | Thermo Fisher Scientific GC Orbitrap Q-Exactive, GC-UNKNOWN-QFT, HIGH
thermo | gc orbitrap qexactive | unknown | qft | unknown | high | Thermo Fisher Scientific GC Orbitrap Q-Exactive, GC-UNKNOWN-QFT, HIGH
thermo | exploris 240 orbitrap | unknown | unknown | esi | high | Thermo Fisher Scientific Exploris 240 Orbitrap, LC-ESI-ITFT, HIGH
thermo | gc orbitrap qexactive | unknown | unknown | unknown | unknown | Thermo Fisher Scientific GC Orbitrap Q-Exactive, GC-UNKNOWN-QFT, UNKNOWN
thermo | orbitrap exploris 120 | unknown | ft | esi | unknown | Thermo Fisher Scientific Orbitrap Exploris 120, LC-ESI-FT, UNKNOWN
unknown | exploris 240 orbitrap | unknown | unknown | unknown | high | Thermo Fisher Scientific Exploris 240 Orbitrap, LC-UNKNOWN-ITFT, HIGH
thermo | exploris 240 orbitrap | unknown | itft | esi | unknown | Thermo Fisher Scientific Exploris 240 Orbitrap, LC-ESI-ITFT, UNKNOWN
thermo | gc orbitrap qexactive | unknown | qft | unknown | high | Thermo Fisher Scientific GC Orbitrap Q-Exactive, GC-UNKNOWN-QFT, HIGH
thermo | orbitrap exploris 240 | unknown | qft | unknown | high | Thermo Fisher Scientific Orbitrap Exploris 240, LC-UNKNOWN-QFT, HIGH
thermo | exploris 240 orbitrap | lc | itft | esi | high | Thermo Fisher Scientific Exploris 240 Orbitrap, LC-ESI-ITFT, HIGH
thermo | orbitrap exploris 240 | lc | unknown | esi | high | Thermo Fisher Scientific Orbitrap Exploris 240, LC-ESI-QFT, HIGH
thermo | orbitrap exploris 120 | lc | unknown | esi | high | Thermo Fisher Scientific Orbitrap Exploris 120, LC-ESI-FT, HIGH
thermo | orbitrap exploris 120 | unknown | ft | unknown | high | Thermo Fisher Scientific Orbitrap Exploris 120, LC-UNKNOWN-FT, HIGH
thermo | exploris 240 orbitrap | unknown | itft | unknown | high | Thermo Fisher Scientific Exploris 240 Orbitrap, LC-UNKNOWN-ITFT, HIGH
thermo | gc orbitrap qexactive | gc | qft | apci | high | Thermo Fisher Scientific GC Orbitrap Q-Exactive, GC-APCI-QFT, HIGH
unknown | gc orbitrap qexactive | gc | qft | ci | unknown | Thermo Fisher Scientific GC Orbitrap Q-Exactive, GC-CI-QFT, UNKNOWN
unknown | gc orbitrap qexactive | gc | qft | ei | unknown | Thermo Fisher Scientific GC Orbitrap Q-Exactive, GC-EI-QFT, UNKNOWN
unknown | gc orbitrap qexactive | gc | qft | apci | unknown | Thermo Fisher Scientific GC Orbitrap Q-Exactive, GC-APCI-QFT, UNKNOWN
thermo | orbitrap exploris 120 | unknown | ft | unknown | unknown | Thermo Fisher Scientific Orbitrap Exploris 120, LC-UNKNOWN-FT, UNKNOWN
unknown | orbitrap exploris 240 | unknown | qft | unknown | high | Thermo Fisher Scientific Orbitrap Exploris 240, LC-UNKNOWN-QFT, HIGH
thermo | exploris 240 orbitrap | unknown | itft | unknown | unknown | Thermo Fisher Scientific Exploris 240 Orbitrap, LC-UNKNOWN-ITFT, UNKNOWN
thermo | orbitrap exploris 120 | lc | ft | esi | unknown | Thermo Fisher Scientific Orbitrap Exploris 120, LC-ESI-FT, UNKNOWN
thermo | orbitrap exploris 240 | lc | qft | esi | unknown | Thermo Fisher Scientific Orbitrap Exploris 240, LC-ESI-QFT, UNKNOWN
unknown | orbitrap exploris 120 | unknown | ft | unknown | high | Thermo Fisher Scientific Orbitrap Exploris 120, LC-UNKNOWN-FT, HIGH
unknown | exploris 240 orbitrap | unknown | itft | unknown | high | Thermo Fisher Scientific Exploris 240 Orbitrap, LC-UNKNOWN-ITFT, HIGH
unknown | gc orbitrap qexactive | unknown | unknown | ei | high | Thermo Fisher Scientific GC Orbitrap Q-Exactive, GC-EI-QFT, HIGH
thermo | orbitrap exploris 240 | unknown | unknown | unknown | unknown | Thermo Fisher Scientific Orbitrap Exploris 240, LC-UNKNOWN-QFT, UNKNOWN
unknown | orbitrap exploris 240 | unknown | unknown | esi | unknown | Thermo Fisher Scientific Orbitrap Exploris 240, LC-ESI-QFT, UNKNOWN
unknown | orbitrap exploris 120 | unknown | unknown | esi | unknown | Thermo Fisher Scientific Orbitrap Exploris 120, LC-ESI-FT, UNKNOWN
thermo | orbitrap exploris 240 | unknown | qft | unknown | unknown | Thermo Fisher Scientific Orbitrap Exploris 240, LC-UNKNOWN-QFT, UNKNOWN
unknown | gc orbitrap qexactive | unknown | unknown | unknown | high | Thermo Fisher Scientific GC Orbitrap Q-Exactive, GC-UNKNOWN-QFT, HIGH
unknown | orbitrap exploris 120 | unknown | unknown | esi | high | Thermo Fisher Scientific Orbitrap Exploris 120, LC-ESI-FT, HIGH
unknown | orbitrap exploris 240 | unknown | unknown | esi | high | Thermo Fisher Scientific Orbitrap Exploris 240, LC-ESI-QFT, HIGH
unknown | gc orbitrap qexactive | unknown | unknown | apci | high | Thermo Fisher Scientific GC Orbitrap Q-Exactive, LC-APCI-QFT, HIGH
thermo | orbitrap exploris 120 | unknown | unknown | unknown | unknown | Thermo Fisher Scientific Orbitrap Exploris 120, LC-UNKNOWN-FT, UNKNOWN
unknown | gc orbitrap qexactive | unknown | unknown | ci | high | Thermo Fisher Scientific GC Orbitrap Q-Exactive, GC-CI-QFT, HIGH
thermo | gc orbitrap qexactive | unknown | qft | ci | high | Thermo Fisher Scientific GC Orbitrap Q-Exactive, GC-CI-QFT, HIGH
thermo | orbitrap exploris 240 | lc | qft | unknown | unknown | Thermo Fisher Scientific Orbitrap Exploris 240, LC-UNKNOWN-QFT, UNKNOWN
thermo | gc orbitrap qexactive | unknown | qft | apci | high | Thermo Fisher Scientific GC Orbitrap Q-Exactive, LC-APCI-QFT, HIGH
unknown | gc orbitrap qexactive | unknown | unknown | unknown | high | Thermo Fisher Scientific GC Orbitrap Q-Exactive, GC-UNKNOWN-QFT, HIGH
thermo | exploris 240 orbitrap | lc | unknown | esi | high | Thermo Fisher Scientific Exploris 240 Orbitrap, LC-ESI-ITFT, HIGH
unknown | exploris 240 orbitrap | unknown | unknown | esi | unknown | Thermo Fisher Scientific Exploris 240 Orbitrap, LC-ESI-ITFT, UNKNOWN
unknown | gc orbitrap qexactive | unknown | unknown | unknown | high | Thermo Fisher Scientific GC Orbitrap Q-Exactive, GC-UNKNOWN-QFT, HIGH
thermo | gc orbitrap qexactive | gc | qft | unknown | unknown | Thermo Fisher Scientific GC Orbitrap Q-Exactive, GC-UNKNOWN-QFT, UNKNOWN
thermo | gc orbitrap qexactive | gc | qft | unknown | unknown | Thermo Fisher Scientific GC Orbitrap Q-Exactive, GC-UNKNOWN-QFT, UNKNOWN
thermo | gc orbitrap qexactive | gc | qft | unknown | unknown | Thermo Fisher Scientific GC Orbitrap Q-Exactive, GC-UNKNOWN-QFT, UNKNOWN
unknown | gc orbitrap qexactive | gc | unknown | unknown | unknown | Thermo Fisher Scientific GC Orbitrap Q-Exactive, GC-UNKNOWN-QFT, UNKNOWN
unknown | orbitrap exploris 120 | unknown | ft | esi | unknown | Thermo Fisher Scientific Orbitrap Exploris 120, LC-ESI-FT, UNKNOWN
unknown | orbitrap exploris 240 | lc | qft | esi | unknown | Thermo Fisher Scientific Orbitrap Exploris 240, LC-ESI-QFT, UNKNOWN
unknown | orbitrap exploris 120 | lc | ft | esi | unknown | Thermo Fisher Scientific Orbitrap Exploris 120, LC-ESI-FT, UNKNOWN
thermo | orbitrap exploris 240 | unknown | unknown | esi | unknown | Thermo Fisher Scientific Orbitrap Exploris 240, LC-ESI-QFT, UNKNOWN
thermo | orbitrap exploris 120 | unknown | unknown | esi | unknown | Thermo Fisher Scientific Orbitrap Exploris 120, LC-ESI-FT, UNKNOWN
thermo | orbitrap exploris 120 | unknown | ft | esi | high | Thermo Fisher Scientific Orbitrap Exploris 120, LC-ESI-FT, HIGH
thermo | orbitrap exploris 240 | unknown | qft | esi | high | Thermo Fisher Scientific Orbitrap Exploris 240, LC-ESI-QFT, HIGH
thermo | exploris 240 orbitrap | unknown | unknown | esi | unknown | Thermo Fisher Scientific Exploris 240 Orbitrap, LC-ESI-ITFT, UNKNOWN
thermo | orbitrap exploris 240 | unknown | unknown | unknown | high | Thermo Fisher Scientific Orbitrap Exploris 240, LC-UNKNOWN-QFT, HIGH
thermo | orbitrap exploris 120 | unknown | unknown | unknown | high | Thermo Fisher Scientific Orbitrap Exploris 120, LC-UNKNOWN-FT, HIGH
thermo | gc orbitrap qexactive | unknown | unknown | unknown | high | Thermo Fisher Scientific GC Orbitrap Q-Exactive, GC-UNKNOWN-QFT, HIGH
thermo | gc orbitrap qexactive | unknown | unknown | unknown | high | Thermo Fisher Scientific GC Orbitrap Q-Exactive, GC-UNKNOWN-QFT, HIGH
unknown | gc orbitrap qexactive | gc | qft | unknown | high | Thermo Fisher Scientific GC Orbitrap Q-Exactive, GC-UNKNOWN-QFT, HIGH
unknown | gc orbitrap qexactive | gc | qft | unknown | high | Thermo Fisher Scientific GC Orbitrap Q-Exactive, GC-UNKNOWN-QFT, HIGH
unknown | orbitrap exploris 240 | unknown | qft | esi | unknown | Thermo Fisher Scientific Orbitrap Exploris 240, LC-ESI-QFT, UNKNOWN
unknown | gc orbitrap qexactive | gc | qft | unknown | high | Thermo Fisher Scientific GC Orbitrap Q-Exactive, GC-UNKNOWN-QFT, HIGH
unknown | gc orbitrap qexactive | unknown | qft | unknown | high | Thermo Fisher Scientific GC Orbitrap Q-Exactive, GC-UNKNOWN-QFT, HIGH
thermo | exploris 240 orbitrap | unknown | unknown | unknown | unknown | Thermo Fisher Scientific Exploris 240 Orbitrap, LC-UNKNOWN-ITFT, UNKNOWN
unknown | gc orbitrap qexactive | gc | qft | ci | high | Thermo Fisher Scientific GC Orbitrap Q-Exactive, GC-CI-QFT, HIGH
unknown | gc orbitrap qexactive | gc | qft | ei | high | Thermo Fisher Scientific GC Orbitrap Q-Exactive, GC-EI-QFT, HIGH
unknown | gc orbitrap qexactive | gc | qft | apci | high | Thermo Fisher Scientific GC Orbitrap Q-Exactive, GC-APCI-QFT, HIGH
unknown | exploris 240 orbitrap | unknown | itft | esi | unknown | Thermo Fisher Scientific Exploris 240 Orbitrap, LC-ESI-ITFT, UNKNOWN
unknown | gc orbitrap qexactive | unknown | qft | unknown | high | Thermo Fisher Scientific GC Orbitrap Q-Exactive, GC-UNKNOWN-QFT, HIGH
unknown | gc orbitrap qexactive | unknown | qft | unknown | high | Thermo Fisher Scientific GC Orbitrap Q-Exactive, GC-UNKNOWN-QFT, HIGH
thermo | gc orbitrap qexactive | gc | qft | ci | unknown | Thermo Fisher Scientific GC Orbitrap Q-Exactive, GC-CI-QFT, UNKNOWN
unknown | gc orbitrap qexactive | gc | unknown | unknown | unknown | Thermo Fisher Scientific GC Orbitrap Q-Exactive, GC-UNKNOWN-QFT, UNKNOWN
unknown | gc orbitrap qexactive | gc | unknown | unknown | unknown | Thermo Fisher Scientific GC Orbitrap Q-Exactive, GC-UNKNOWN-QFT, UNKNOWN
thermo | gc orbitrap qexactive | unknown | unknown | apci | unknown | Thermo Fisher Scientific GC Orbitrap Q-Exactive, LC-APCI-QFT, UNKNOWN
thermo | gc orbitrap qexactive | unknown | unknown | ei | unknown | Thermo Fisher Scientific GC Orbitrap Q-Exactive, GC-EI-QFT, UNKNOWN
thermo | gc orbitrap qexactive | unknown | unknown | ci | unknown | Thermo Fisher Scientific GC Orbitrap Q-Exactive, GC-CI-QFT, UNKNOWN
thermo | gc orbitrap qexactive | gc | qft | apci | unknown | Thermo Fisher Scientific GC Orbitrap Q-Exactive, GC-APCI-QFT, UNKNOWN
thermo | gc orbitrap qexactive | gc | qft | ei | unknown | Thermo Fisher Scientific GC Orbitrap Q-Exactive, GC-EI-QFT, UNKNOWN
unknown | gc orbitrap qexactive | gc | unknown | apci | high | Thermo Fisher Scientific GC Orbitrap Q-Exactive, GC-APCI-QFT, HIGH
unknown | orbitrap exploris 240 | lc | qft | unknown | high | Thermo Fisher Scientific Orbitrap Exploris 240, LC-UNKNOWN-QFT, HIGH
unknown | orbitrap exploris 120 | lc | ft | unknown | high | Thermo Fisher Scientific Orbitrap Exploris 120, LC-UNKNOWN-FT, HIGH
unknown | exploris 240 orbitrap | lc | unknown | unknown | high | Thermo Fisher Scientific Exploris 240 Orbitrap, LC-UNKNOWN-ITFT, HIGH
unknown | gc orbitrap qexactive | unknown | qft | ci | unknown | Thermo Fisher Scientific GC Orbitrap Q-Exactive, GC-CI-QFT, UNKNOWN
thermo | exploris 240 orbitrap | unknown | unknown | unknown | high | Thermo Fisher Scientific Exploris 240 Orbitrap, LC-UNKNOWN-ITFT, HIGH
unknown | orbitrap exploris 120 | lc | unknown | unknown | unknown | Thermo Fisher Scientific Orbitrap Exploris 120, LC-UNKNOWN-FT, UNKNOWN
unknown | orbitrap exploris 240 | lc | unknown | unknown | unknown | Thermo Fisher Scientific Orbitrap Exploris 240, LC-UNKNOWN-QFT, UNKNOWN
unknown | gc orbitrap qexactive | gc | qft | unknown | unknown | Thermo Fisher Scientific GC Orbitrap Q-Exactive, GC-UNKNOWN-QFT, UNKNOWN
unknown | gc orbitrap qexactive | gc | qft | unknown | unknown | Thermo Fisher Scientific GC Orbitrap Q-Exactive, GC-UNKNOWN-QFT, UNKNOWN
unknown | exploris 240 orbitrap | lc | unknown | unknown | unknown | Thermo Fisher Scientific Exploris 240 Orbitrap, LC-UNKNOWN-ITFT, UNKNOWN
unknown | gc orbitrap qexactive | gc | qft | unknown | unknown | Thermo Fisher Scientific GC Orbitrap Q-Exactive, GC-UNKNOWN-QFT, UNKNOWN
unknown | exploris 240 orbitrap | lc | itft | esi | unknown | Thermo Fisher Scientific Exploris 240 Orbitrap, LC-ESI-ITFT, UNKNOWN
thermo | gc orbitrap qexactive | unknown | unknown | unknown | high | Thermo Fisher Scientific GC Orbitrap Q-Exactive, GC-UNKNOWN-QFT, HIGH
unknown | gc orbitrap qexactive | unknown | qft | apci | unknown | Thermo Fisher Scientific GC Orbitrap Q-Exactive, LC-APCI-QFT, UNKNOWN
unknown | gc orbitrap qexactive | unknown | qft | ei | unknown | Thermo Fisher Scientific GC Orbitrap Q-Exactive, GC-EI-QFT, UNKNOWN
unknown | gc orbitrap qexactive | gc | unknown | unknown | high | Thermo Fisher Scientific GC Orbitrap Q-Exactive, GC-UNKNOWN-QFT, HIGH
unknown | gc orbitrap qexactive | gc | unknown | unknown | high | Thermo Fisher Scientific GC Orbitrap Q-Exactive, GC-UNKNOWN-QFT, HIGH
unknown | orbitrap exploris 120 | lc | unknown | unknown | high | Thermo Fisher Scientific Orbitrap Exploris 120, LC-UNKNOWN-FT, HIGH
unknown | orbitrap exploris 240 | lc | unknown | unknown | high | Thermo Fisher Scientific Orbitrap Exploris 240, LC-UNKNOWN-QFT, HIGH
thermo | exploris 240 orbitrap | unknown | itft | esi | high | Thermo Fisher Scientific Exploris 240 Orbitrap, LC-ESI-ITFT, HIGH
unknown | orbitrap exploris 120 | unknown | ft | unknown | unknown | Thermo Fisher Scientific Orbitrap Exploris 120, LC-UNKNOWN-FT, UNKNOWN
unknown | exploris 240 orbitrap | unknown | itft | unknown | unknown | Thermo Fisher Scientific Exploris 240 Orbitrap, LC-UNKNOWN-ITFT, UNKNOWN
unknown | orbitrap exploris 240 | unknown | qft | unknown | unknown | Thermo Fisher Scientific Orbitrap Exploris 240, LC-UNKNOWN-QFT, UNKNOWN
unknown | orbitrap exploris 240 | lc | qft | unknown | unknown | Thermo Fisher Scientific Orbitrap Exploris 240, LC-UNKNOWN-QFT, UNKNOWN
unknown | orbitrap exploris 120 | lc | ft | unknown | unknown | Thermo Fisher Scientific Orbitrap Exploris 120, LC-UNKNOWN-FT, UNKNOWN
unknown | orbitrap exploris 240 | unknown | qft | esi | high | Thermo Fisher Scientific Orbitrap Exploris 240, LC-ESI-QFT, HIGH
unknown | exploris 240 orbitrap | unknown | itft | esi | high | Thermo Fisher Scientific Exploris 240 Orbitrap, LC-ESI-ITFT, HIGH
unknown | orbitrap exploris 120 | unknown | ft | esi | high | Thermo Fisher Scientific Orbitrap Exploris 120, LC-ESI-FT, HIGH
unknown | gc orbitrap qexactive | gc | unknown | ei | high | Thermo Fisher Scientific GC Orbitrap Q-Exactive, GC-EI-QFT, HIGH
unknown | exploris 240 orbitrap | lc | itft | unknown | high | Thermo Fisher Scientific Exploris 240 Orbitrap, LC-UNKNOWN-ITFT, HIGH
unknown | gc orbitrap qexactive | gc | unknown | ci | high | Thermo Fisher Scientific GC Orbitrap Q-Exactive, GC-CI-QFT, HIGH
unknown | orbitrap exploris 120 | lc | unknown | esi | high | Thermo Fisher Scientific Orbitrap Exploris 120, LC-ESI-FT, HIGH
unknown | exploris 240 orbitrap | lc | unknown | esi | unknown | Thermo Fisher Scientific Exploris 240 Orbitrap, LC-ESI-ITFT, UNKNOWN
unknown | gc orbitrap qexactive | gc | unknown | unknown | high | Thermo Fisher Scientific GC Orbitrap Q-Exactive, GC-UNKNOWN-QFT, HIGH
unknown | gc orbitrap qexactive | unknown | qft | unknown | unknown | Thermo Fisher Scientific GC Orbitrap Q-Exactive, GC-UNKNOWN-QFT, UNKNOWN
unknown | gc orbitrap qexactive | unknown | qft | unknown | unknown | Thermo Fisher Scientific GC Orbitrap Q-Exactive, GC-UNKNOWN-QFT, UNKNOWN
unknown | gc orbitrap qexactive | unknown | qft | unknown | unknown | Thermo Fisher Scientific GC Orbitrap Q-Exactive, GC-UNKNOWN-QFT, UNKNOWN
unknown | gc orbitrap qexactive | gc | unknown | ci | unknown | Thermo Fisher Scientific GC Orbitrap Q-Exactive, GC-CI-QFT, UNKNOWN
unknown | exploris 240 orbitrap | lc | itft | unknown | unknown | Thermo Fisher Scientific Exploris 240 Orbitrap, LC-UNKNOWN-ITFT, UNKNOWN
unknown | orbitrap exploris 240 | lc | unknown | esi | unknown | Thermo Fisher Scientific Orbitrap Exploris 240, LC-ESI-QFT, UNKNOWN
unknown | gc orbitrap qexactive | unknown | qft | apci | high | Thermo Fisher Scientific GC Orbitrap Q-Exactive, LC-APCI-QFT, HIGH
unknown | gc orbitrap qexactive | gc | unknown | apci | unknown | Thermo Fisher Scientific GC Orbitrap Q-Exactive, GC-APCI-QFT, UNKNOWN
unknown | gc orbitrap qexactive | unknown | qft | ei | high | Thermo Fisher Scientific GC Orbitrap Q-Exactive, GC-EI-QFT, HIGH
unknown | gc orbitrap qexactive | unknown | qft | ci | high | Thermo Fisher Scientific GC Orbitrap Q-Exactive, GC-CI-QFT, HIGH
unknown | exploris 240 orbitrap | lc | unknown | esi | high | Thermo Fisher Scientific Exploris 240 Orbitrap, LC-ESI-ITFT, HIGH
unknown | orbitrap exploris 120 | lc | unknown | esi | unknown | Thermo Fisher Scientific Orbitrap Exploris 120, LC-ESI-FT, UNKNOWN
unknown | orbitrap exploris 240 | lc | unknown | esi | high | Thermo Fisher Scientific Orbitrap Exploris 240, LC-ESI-QFT, HIGH
thermo | orbitrap exploris 240 | unknown | unknown | esi | high | Thermo Fisher Scientific Orbitrap Exploris 240, LC-ESI-QFT, HIGH
unknown | gc orbitrap qexactive | unknown | unknown | ci | unknown | Thermo Fisher Scientific GC Orbitrap Q-Exactive, GC-CI-QFT, UNKNOWN
unknown | gc orbitrap qexactive | unknown | unknown | ei | unknown | Thermo Fisher Scientific GC Orbitrap Q-Exactive, GC-EI-QFT, UNKNOWN
unknown | gc orbitrap qexactive | unknown | unknown | apci | unknown | Thermo Fisher Scientific GC Orbitrap Q-Exactive, LC-APCI-QFT, UNKNOWN
unknown | gc orbitrap qexactive | gc | unknown | ei | unknown | Thermo Fisher Scientific GC Orbitrap Q-Exactive, GC-EI-QFT, UNKNOWN
thermo | gc orbitrap qexactive | unknown | unknown | ei | high | Thermo Fisher Scientific GC Orbitrap Q-Exactive, GC-EI-QFT, HIGH
thermo | gc orbitrap qexactive | unknown | unknown | ci | high | Thermo Fisher Scientific GC Orbitrap Q-Exactive, GC-CI-QFT, HIGH
thermo | gc orbitrap qexactive | unknown | unknown | apci | high | Thermo Fisher Scientific GC Orbitrap Q-Exactive, LC-APCI-QFT, HIGH
unknown | orbitrap exploris 240 | unknown | unknown | unknown | unknown | Thermo Fisher Scientific Orbitrap Exploris 240, LC-UNKNOWN-QFT, UNKNOWN
unknown | orbitrap exploris 120 | unknown | unknown | unknown | unknown | Thermo Fisher Scientific Orbitrap Exploris 120, LC-UNKNOWN-FT, UNKNOWN
thermo | orbitrap exploris 120 | unknown | unknown | esi | high | Thermo Fisher Scientific Orbitrap Exploris 120, LC-ESI-FT, HIGH
thermo | orbitrap exploris 120 | lc | ft | esi | high | Thermo Fisher Scientific Orbitrap Exploris 120, LC-ESI-FT, HIGH
thermo | orbitrap exploris 240 | lc | qft | esi | high | Thermo Fisher Scientific Orbitrap Exploris 240, LC-ESI-QFT, HIGH
unknown | gc orbitrap qexactive | unknown | unknown | unknown | unknown | Thermo Fisher Scientific GC Orbitrap Q-Exactive, GC-UNKNOWN-QFT, UNKNOWN
unknown | gc orbitrap qexactive | unknown | unknown | unknown | unknown | Thermo Fisher Scientific GC Orbitrap Q-Exactive, GC-UNKNOWN-QFT, UNKNOWN
unknown | gc orbitrap qexactive | unknown | unknown | unknown | unknown | Thermo Fisher Scientific GC Orbitrap Q-Exactive, GC-UNKNOWN-QFT, UNKNOWN
thermo | ltq orbitap velos | lc | itft | esi | high | Thermo Fisher Scientific LTQ Orbitap Velos, LC-ESI-ITFT, HIGH
thermo | exactive orbitrap | unknown | unknown | esi | high | Thermo Fisher Scientific Exactive Orbitrap, LC-ESI-ITFT, HIGH
thermo | ltq orbitap velos | unknown | itft | esi | unknown | Thermo Fisher Scientific LTQ Orbitap Velos, LC-ESI-ITFT, UNKNOWN
thermo | exactive orbitrap | unknown | itft | esi | unknown | Thermo Fisher Scientific Exactive Orbitrap, LC-ESI-ITFT, UNKNOWN
unknown | ltq orbitap velos | lc | unknown | esi | unknown | Thermo Fisher Scientific LTQ Orbitap Velos, LC-ESI-ITFT, UNKNOWN
unknown | exactive orbitrap | lc | unknown | esi | high | Thermo Fisher Scientific Exactive Orbitrap, LC-ESI-ITFT, HIGH
unknown | ltq orbitap velos | unknown | unknown | unknown | high | Thermo Fisher Scientific LTQ Orbitap Velos, LC-UNKNOWN-ITFT, HIGH
unknown | ltq orbitap velos | lc | unknown | esi | high | Thermo Fisher Scientific LTQ Orbitap Velos, LC-ESI-ITFT, HIGH
unknown | ltq orbitap velos | unknown | itft | unknown | unknown | Thermo Fisher Scientific LTQ Orbitap Velos, LC-UNKNOWN-ITFT, UNKNOWN
unknown | exactive orbitrap | lc | itft | unknown | unknown | Thermo Fisher Scientific Exactive Orbitrap, LC-UNKNOWN-ITFT, UNKNOWN
unknown | exactive orbitrap | lc | unknown | esi | unknown | Thermo Fisher Scientific Exactive Orbitrap, LC-ESI-ITFT, UNKNOWN
unknown | exactive orbitrap | lc | unknown | unknown | unknown | Thermo Fisher Scientific Exactive Orbitrap, LC-UNKNOWN-ITFT, UNKNOWN
thermo | exactive orbitrap | unknown | itft | esi | high | Thermo Fisher Scientific Exactive Orbitrap, LC-ESI-ITFT, HIGH
unknown | exactive orbitrap | lc | itft | esi | high | Thermo Fisher Scientific Exactive Orbitrap, LC-ESI-ITFT, HIGH
unknown | exactive orbitrap | unknown | unknown | unknown | unknown | Thermo Fisher Scientific Exactive Orbitrap, LC-UNKNOWN-ITFT, UNKNOWN
thermo | ltq orbitap velos | lc | unknown | esi | high | Thermo Fisher Scientific LTQ Orbitap Velos, LC-ESI-ITFT, HIGH
unknown | exactive orbitrap | lc | unknown | unknown | high | Thermo Fisher Scientific Exactive Orbitrap, LC-UNKNOWN-ITFT, HIGH
unknown | ltq orbitap velos | unknown | unknown | unknown | unknown | Thermo Fisher Scientific LTQ Orbitap Velos, LC-UNKNOWN-ITFT, UNKNOWN
unknown | exactive orbitrap | unknown | itft | esi | high | Thermo Fisher Scientific Exactive Orbitrap, LC-ESI-ITFT, HIGH
unknown | ltq orbitap velos | lc | itft | unknown | unknown | Thermo Fisher Scientific LTQ Orbitap Velos, LC-UNKNOWN-ITFT, UNKNOWN
unknown | exactive orbitrap | lc | itft | unknown | high | Thermo Fisher Scientific Exactive Orbitrap, LC-UNKNOWN-ITFT, HIGH
unknown | ltq orbitap velos | lc | itft | unknown | high | Thermo Fisher Scientific LTQ Orbitap Velos, LC-UNKNOWN-ITFT, HIGH
unknown | exactive orbitrap | unknown | itft | unknown | unknown | Thermo Fisher Scientific Exactive Orbitrap, LC-UNKNOWN-ITFT, UNKNOWN
unknown | ltq orbitap velos | lc | unknown | unknown | high | Thermo Fisher Scientific LTQ Orbitap Velos, LC-UNKNOWN-ITFT, HIGH
unknown | ltq orbitap velos | lc | itft | esi | high | Thermo Fisher Scientific LTQ Orbitap Velos, LC-ESI-ITFT, HIGH
thermo | exactive orbitrap | lc | itft | esi | high | Thermo Fisher Scientific Exactive Orbitrap, LC-ESI-ITFT, HIGH
thermo | ltq orbitap velos | unknown | unknown | esi | high | Thermo Fisher Scientific LTQ Orbitap Velos, LC-ESI-ITFT, HIGH
thermo | exactive orbitrap | unknown | itft | unknown | high | Thermo Fisher Scientific Exactive Orbitrap, LC-UNKNOWN-ITFT, HIGH
thermo | ltq orbitap velos | unknown | itft | unknown | high | Thermo Fisher Scientific LTQ Orbitap Velos, LC-UNKNOWN-ITFT, HIGH
thermo | ltq orbitap velos | lc | itft | esi | unknown | Thermo Fisher Scientific LTQ Orbitap Velos, LC-ESI-ITFT, UNKNOWN
unknown | exactive orbitrap | unknown | itft | unknown | high | Thermo Fisher Scientific Exactive Orbitrap, LC-UNKNOWN-ITFT, HIGH
thermo | ltq orbitap velos | unknown | itft | unknown | unknown | Thermo Fisher Scientific LTQ Orbitap Velos, LC-UNKNOWN-ITFT, UNKNOWN
unknown | exactive orbitrap | unknown | itft | esi | unknown | Thermo Fisher Scientific Exactive Orbitrap, LC-ESI-ITFT, UNKNOWN
thermo | exactive orbitrap | lc | unknown | esi | high | Thermo Fisher Scientific Exactive Orbitrap, LC-ESI-ITFT, HIGH
thermo | ltq orbitap velos | lc | itft | unknown | unknown | Thermo Fisher Scientific LTQ Orbitap Velos, LC-UNKNOWN-ITFT, UNKNOWN
thermo | exactive orbitrap | lc | unknown | unknown | unknown | Thermo Fisher Scientific Exactive Orbitrap, LC-UNKNOWN-ITFT, UNKNOWN
unknown | ltq orbitap velos | unknown | unknown | esi | high | Thermo Fisher Scientific LTQ Orbitap Velos, LC-ESI-ITFT, HIGH
unknown | exactive orbitrap | unknown | unknown | esi | high | Thermo Fisher Scientific Exactive Orbitrap, LC-ESI-ITFT, HIGH
unknown | ltq orbitap velos | unknown | unknown | esi | unknown | Thermo Fisher Scientific LTQ Orbitap Velos, LC-ESI-ITFT, UNKNOWN
unknown | exactive orbitrap | unknown | unknown | esi | unknown | Thermo Fisher Scientific Exactive Orbitrap, LC-ESI-ITFT, UNKNOWN
unknown | ltq orbitap velos | unknown | itft | unknown | high | Thermo Fisher Scientific LTQ Orbitap Velos, LC-UNKNOWN-ITFT, HIGH
thermo | exactive orbitrap | lc | itft | esi | unknown | Thermo Fisher Scientific Exactive Orbitrap, LC-ESI-ITFT, UNKNOWN
thermo | exactive orbitrap | unknown | unknown | unknown | unknown | Thermo Fisher Scientific Exactive Orbitrap, LC-UNKNOWN-ITFT, UNKNOWN
thermo | exactive orbitrap | unknown | itft | unknown | unknown | Thermo Fisher Scientific Exactive Orbitrap, LC-UNKNOWN-ITFT, UNKNOWN
unknown | exactive orbitrap | lc | itft | esi | unknown | Thermo Fisher Scientific Exactive Orbitrap, LC-ESI-ITFT, UNKNOWN
thermo | ltq orbitap velos | unknown | unknown | unknown | unknown | Thermo Fisher Scientific LTQ Orbitap Velos, LC-UNKNOWN-ITFT, UNKNOWN
thermo | exactive orbitrap | lc | itft | unknown | unknown | Thermo Fisher Scientific Exactive Orbitrap, LC-UNKNOWN-ITFT, UNKNOWN
thermo | ltq orbitap velos | lc | itft | unknown | high | Thermo Fisher Scientific LTQ Orbitap Velos, LC-UNKNOWN-ITFT, HIGH
thermo | ltq orbitap velos | lc | unknown | unknown | unknown | Thermo Fisher Scientific LTQ Orbitap Velos, LC-UNKNOWN-ITFT, UNKNOWN
thermo | ltq orbitap velos | unknown | unknown | esi | unknown | Thermo Fisher Scientific LTQ Orbitap Velos, LC-ESI-ITFT, UNKNOWN
unknown | ltq orbitap velos | unknown | itft | esi | unknown | Thermo Fisher Scientific LTQ Orbitap Velos, LC-ESI-ITFT, UNKNOWN
unknown | ltq orbitap velos | lc | itft | esi | unknown | Thermo Fisher Scientific LTQ Orbitap Velos, LC-ESI-ITFT, UNKNOWN
thermo | exactive orbitrap | lc | unknown | esi | unknown | Thermo Fisher Scientific Exactive Orbitrap, LC-ESI-ITFT, UNKNOWN
thermo | ltq orbitap velos | lc | unknown | esi | unknown | Thermo Fisher Scientific LTQ Orbitap Velos, LC-ESI-ITFT, UNKNOWN
thermo | ltq orbitap velos | unknown | itft | esi | high | Thermo Fisher Scientific LTQ Orbitap Velos, LC-ESI-ITFT, HIGH
unknown | exactive orbitrap | unknown | unknown | unknown | high | Thermo Fisher Scientific Exactive Orbitrap, LC-UNKNOWN-ITFT, HIGH
unknown | ltq orbitap velos | lc | unknown | unknown | unknown | Thermo Fisher Scientific LTQ Orbitap Velos, LC-UNKNOWN-ITFT, UNKNOWN
thermo | exactive orbitrap | unknown | unknown | esi | unknown | Thermo Fisher Scientific Exactive Orbitrap, LC-ESI-ITFT, UNKNOWN
thermo | ltq orbitap velos | unknown | unknown | unknown | high | Thermo Fisher Scientific LTQ Orbitap Velos, LC-UNKNOWN-ITFT, HIGH
thermo | exactive orbitrap | unknown | unknown | unknown | high | Thermo Fisher Scientific Exactive Orbitrap, LC-UNKNOWN-ITFT, HIGH
unknown | ltq orbitap velos | unknown | itft | esi | high | Thermo Fisher Scientific LTQ Orbitap Velos, LC-ESI-ITFT, HIGH
thermo | exactive orbitrap | lc | itft | unknown | high | Thermo Fisher Scientific Exactive Orbitrap, LC-UNKNOWN-ITFT, HIGH
thermo | ltq orbitap velos | lc | unknown | unknown | high | Thermo Fisher Scientific LTQ Orbitap Velos, LC-UNKNOWN-ITFT, HIGH
thermo | exactive orbitrap | lc | unknown | unknown | high | Thermo Fisher Scientific Exactive Orbitrap, LC-UNKNOWN-ITFT, HIGH
thermo | quantum ultra am | unknown | unknown | esi | low | Thermo Fisher Scientific Quantum Ultra AM, LC-ESI-QQQ, LOW
unknown | quantum ultra am | unknown | unknown | unknown | unknown | Thermo Fisher Scientific Quantum Ultra AM, LC-UNKNOWN-QQQ, UNKNOWN
thermo | quantum ultra am | lc | qqq | esi | low | Thermo Fisher Scientific Quantum Ultra AM, LC-ESI-QQQ, LOW
thermo | lcq deca xp plus | lc | qit | esi | low | Thermo Fisher Scientific LCQ Deca XP plus, LC-ESI-QIT, LOW
thermo | lcq deca xp plus | lc | qit | esi | unknown | Thermo Fisher Scientific LCQ Deca XP plus, LC-ESI-QIT, UNKNOWN
thermo | quantum ultra am | unknown | qqq | unknown | unknown | Thermo Fisher Scientific Quantum Ultra AM, LC-UNKNOWN-QQQ, UNKNOWN
thermo | lcq deca xp plus | unknown | qit | unknown | unknown | Thermo Fisher Scientific LCQ Deca XP plus, LC-UNKNOWN-QIT, UNKNOWN
thermo | lcq deca xp plus | unknown | unknown | esi | low | Thermo Fisher Scientific LCQ Deca XP plus, LC-ESI-QIT, LOW
unknown | quantum ultra am | unknown | unknown | unknown | low | Thermo Fisher Scientific Quantum Ultra AM, LC-UNKNOWN-QQQ, LOW
thermo | lcq deca xp plus | lc | qit | unknown | unknown | Thermo Fisher Scientific LCQ Deca XP plus, LC-UNKNOWN-QIT, UNKNOWN
unknown | quantum ultra am | lc | qqq | esi | unknown | Thermo Fisher Scientific Quantum Ultra AM, LC-ESI-QQQ, UNKNOWN
thermo | quantum ultra am | unknown | unknown | unknown | unknown | Thermo Fisher Scientific Quantum Ultra AM, LC-UNKNOWN-QQQ, UNKNOWN
unknown | quantum ultra am | lc | unknown | unknown | unknown | Thermo Fisher Scientific Quantum Ultra AM, LC-UNKNOWN-QQQ, UNKNOWN
unknown | quantum ultra am | unknown | unknown | esi | unknown | Thermo Fisher Scientific Quantum Ultra AM, LC-ESI-QQQ, UNKNOWN
thermo | quantum ultra am | unknown | qqq | esi | low | Thermo Fisher Scientific Quantum Ultra AM, LC-ESI-QQQ, LOW
unknown | quantum ultra am | unknown | qqq | unknown | low | Thermo Fisher Scientific Quantum Ultra AM, LC-UNKNOWN-QQQ, LOW
unknown | quantum ultra am | unknown | unknown | esi | low | Thermo Fisher Scientific Quantum Ultra AM, LC-ESI-QQQ, LOW
thermo | quantum ultra am | lc | qqq | unknown | unknown | Thermo Fisher Scientific Quantum Ultra AM, LC-UNKNOWN-QQQ, UNKNOWN
unknown | lcq deca xp plus | unknown | unknown | esi | unknown | Thermo Fisher Scientific LCQ Deca XP plus, LC-ESI-QIT, UNKNOWN
thermo | lcq deca xp plus | unknown | qit | unknown | low | Thermo Fisher Scientific LCQ Deca XP plus, LC-UNKNOWN-QIT, LOW
thermo | lcq deca xp plus | lc | unknown | unknown | unknown | Thermo Fisher Scientific LCQ Deca XP plus, LC-UNKNOWN-QIT, UNKNOWN
unknown | quantum ultra am | unknown | qqq | esi | low | Thermo Fisher Scientific Quantum Ultra AM, LC-ESI-QQQ, LOW
unknown | lcq deca xp plus | lc | unknown | esi | low | Thermo Fisher Scientific LCQ Deca XP plus, LC-ESI-QIT, LOW
thermo | quantum ultra am | unknown | qqq | unknown | low | Thermo Fisher Scientific Quantum Ultra AM, LC-UNKNOWN-QQQ, LOW
thermo | quantum ultra am | lc | unknown | esi | low | Thermo Fisher Scientific Quantum Ultra AM, LC-ESI-QQQ, LOW
unknown | lcq deca xp plus | lc | qit | esi | low | Thermo Fisher Scientific LCQ Deca XP plus, LC-ESI-QIT, LOW
unknown | lcq deca xp plus | unknown | unknown | unknown | unknown | Thermo Fisher Scientific LCQ Deca XP plus, LC-UNKNOWN-QIT, UNKNOWN
unknown | lcq deca xp plus | lc | qit | unknown | unknown | Thermo Fisher Scientific LCQ Deca XP plus, LC-UNKNOWN-QIT, UNKNOWN
unknown | quantum ultra am | lc | unknown | esi | low | Thermo Fisher Scientific Quantum Ultra AM, LC-ESI-QQQ, LOW
unknown | quantum ultra am | lc | unknown | unknown | low | Thermo Fisher Scientific Quantum Ultra AM, LC-UNKNOWN-QQQ, LOW
unknown | lcq deca xp plus | lc | qit | unknown | low | Thermo Fisher Scientific LCQ Deca XP plus, LC-UNKNOWN-QIT, LOW
unknown | lcq deca xp plus | lc | unknown | unknown | low | Thermo Fisher Scientific LCQ Deca XP plus, LC-UNKNOWN-QIT, LOW
thermo | lcq deca xp plus | unknown | qit | esi | unknown | Thermo Fisher Scientific LCQ Deca XP plus, LC-ESI-QIT, UNKNOWN
unknown | lcq deca xp plus | lc | unknown | esi | unknown | Thermo Fisher Scientific LCQ Deca XP plus, LC-ESI-QIT, UNKNOWN
unknown | lcq deca xp plus | unknown | unknown | unknown | low | Thermo Fisher Scientific LCQ Deca XP plus, LC-UNKNOWN-QIT, LOW
unknown | quantum ultra am | unknown | qqq | unknown | unknown | Thermo Fisher Scientific Quantum Ultra AM, LC-UNKNOWN-QQQ, UNKNOWN
unknown | lcq deca xp plus | unknown | qit | unknown | unknown | Thermo Fisher Scientific LCQ Deca XP plus, LC-UNKNOWN-QIT, UNKNOWN
unknown | quantum ultra am | lc | unknown | esi | unknown | Thermo Fisher Scientific Quantum Ultra AM, LC-ESI-QQQ, UNKNOWN
thermo | lcq deca xp plus | unknown | qit | esi | low | Thermo Fisher Scientific LCQ Deca XP plus, LC-ESI-QIT, LOW
unknown | lcq deca xp plus | unknown | qit | esi | unknown | Thermo Fisher Scientific LCQ Deca XP plus, LC-ESI-QIT, UNKNOWN
unknown | lcq deca xp plus | lc | qit | esi | unknown | Thermo Fisher Scientific LCQ Deca XP plus, LC-ESI-QIT, UNKNOWN
unknown | quantum ultra am | unknown | qqq | esi | unknown | Thermo Fisher Scientific Quantum Ultra AM, LC-ESI-QQQ, UNKNOWN
thermo | quantum ultra am | lc | unknown | unknown | unknown | Thermo Fisher Scientific Quantum Ultra AM, LC-UNKNOWN-QQQ, UNKNOWN
thermo | quantum ultra am | lc | unknown | esi | unknown | Thermo Fisher Scientific Quantum Ultra AM, LC-ESI-QQQ, UNKNOWN
thermo | lcq deca xp plus | lc | unknown | esi | low | Thermo Fisher Scientific LCQ Deca XP plus, LC-ESI-QIT, LOW
unknown | quantum ultra am | lc | qqq | esi | low | Thermo Fisher Scientific Quantum Ultra AM, LC-ESI-QQQ, LOW
unknown | lcq deca xp plus | unknown | unknown | esi | low | Thermo Fisher Scientific LCQ Deca XP plus, LC-ESI-QIT, LOW
unknown | lcq deca xp plus | unknown | qit | unknown | low | Thermo Fisher Scientific LCQ Deca XP plus, LC-UNKNOWN-QIT, LOW
thermo | quantum ultra am | lc | qqq | esi | unknown | Thermo Fisher Scientific Quantum Ultra AM, LC-ESI-QQQ, UNKNOWN
thermo | quantum ultra am | unknown | unknown | esi | unknown | Thermo Fisher Scientific Quantum Ultra AM, LC-ESI-QQQ, UNKNOWN
thermo | quantum ultra am | lc | qqq | unknown | low | Thermo Fisher Scientific Quantum Ultra AM, LC-UNKNOWN-QQQ, LOW
thermo | lcq deca xp plus | unknown | unknown | unknown | unknown | Thermo Fisher Scientific LCQ Deca XP plus, LC-UNKNOWN-QIT, UNKNOWN
thermo | lcq deca xp plus | lc | qit | unknown | low | Thermo Fisher Scientific LCQ Deca XP plus, LC-UNKNOWN-QIT, LOW
thermo | quantum ultra am | unknown | unknown | unknown | low | Thermo Fisher Scientific Quantum Ultra AM, LC-UNKNOWN-QQQ, LOW
thermo | lcq deca xp plus | unknown | unknown | esi | unknown | Thermo Fisher Scientific LCQ Deca XP plus, LC-ESI-QIT, UNKNOWN
unknown | quantum ultra am | lc | qqq | unknown | unknown | Thermo Fisher Scientific Quantum Ultra AM, LC-UNKNOWN-QQQ, UNKNOWN
thermo | quantum ultra am | lc | unknown | unknown | low | Thermo Fisher Scientific Quantum Ultra AM, LC-UNKNOWN-QQQ, LOW
unknown | quantum ultra am | lc | qqq | unknown | low | Thermo Fisher Scientific Quantum Ultra AM, LC-UNKNOWN-QQQ, LOW
thermo | lcq deca xp plus | lc | unknown | esi | unknown | Thermo Fisher Scientific LCQ Deca XP plus, LC-ESI-QIT, UNKNOWN
thermo | lcq deca xp plus | unknown | unknown | unknown | low | Thermo Fisher Scientific LCQ Deca XP plus, LC-UNKNOWN-QIT, LOW
unknown | lcq deca xp plus | lc | unknown | unknown | unknown | Thermo Fisher Scientific LCQ Deca XP plus, LC-UNKNOWN-QIT, UNKNOWN
unknown | lcq deca xp plus | unknown | qit | esi | low | Thermo Fisher Scientific LCQ Deca XP plus, LC-ESI-QIT, LOW
thermo | lcq deca xp plus | lc | unknown | unknown | low | Thermo Fisher Scientific LCQ Deca XP plus, LC-UNKNOWN-QIT, LOW
thermo | quantum ultra am | unknown | qqq | esi | unknown | Thermo Fisher Scientific Quantum Ultra AM, LC-ESI-QQQ, UNKNOWN
thermo | orbitrap fusion | unknown | ft | esi | unknown | Thermo Fisher Scientific Orbitrap Fusion, LC-ESI-FT, UNKNOWN
unknown | orbitrap fusion | unknown | ft | esi | high | Thermo Fisher Scientific Orbitrap Fusion, LC-ESI-FT, HIGH
unknown | orbitrap fusion | lc | ft | unknown | high | Thermo Fisher Scientific Orbitrap Fusion, LC-UNKNOWN-FT, HIGH
unknown | ltq orbitrap xl | lc | unknown | unknown | high | Thermo Fisher Scientific LTQ Orbitrap XL, LC-UNKNOWN-ITFT, HIGH
unknown | orbitrap fusion | unknown | ft | unknown | unknown | Thermo Fisher Scientific Orbitrap Fusion, LC-UNKNOWN-FT, UNKNOWN
unknown | orbitrap fusion | lc | unknown | unknown | high | Thermo Fisher Scientific Orbitrap Fusion, LC-UNKNOWN-FT, HIGH
unknown | ltq orbitrap xl | lc | itft | unknown | high | Thermo Fisher Scientific LTQ Orbitrap XL, LC-UNKNOWN-ITFT, HIGH
unknown | orbitrap fusion | lc | ft | unknown | unknown | Thermo Fisher Scientific Orbitrap Fusion, LC-UNKNOWN-FT, UNKNOWN
unknown | orbitrap fusion | unknown | unknown | unknown | high | Thermo Fisher Scientific Orbitrap Fusion, LC-UNKNOWN-FT, HIGH
unknown | ltq orbitrap xl | unknown | unknown | unknown | unknown | Thermo Fisher Scientific LTQ Orbitrap XL, LC-UNKNOWN-ITFT, UNKNOWN
unknown | ltq orbitrap xl | lc | itft | unknown | unknown | Thermo Fisher Scientific LTQ Orbitrap XL, LC-UNKNOWN-ITFT, UNKNOWN
thermo | ltq orbitrap xl | lc | unknown | esi | high | Thermo Fisher Scientific LTQ Orbitrap XL, LC-ESI-ITFT, HIGH
unknown | orbitrap fusion | lc | unknown | esi | unknown | Thermo Fisher Scientific Orbitrap Fusion, LC-ESI-FT, UNKNOWN
unknown | ltq orbitrap xl | unknown | itft | unknown | unknown | Thermo Fisher Scientific LTQ Orbitrap XL, LC-UNKNOWN-ITFT, UNKNOWN
unknown | ltq orbitrap xl | lc | unknown | esi | high | Thermo Fisher Scientific LTQ Orbitrap XL, LC-ESI-ITFT, HIGH
thermo | orbitrap fusion | lc | unknown | esi | high | Thermo Fisher Scientific Orbitrap Fusion, LC-ESI-FT, HIGH
unknown | ltq orbitrap xl | lc | unknown | esi | unknown | Thermo Fisher Scientific LTQ Orbitrap XL, LC-ESI-ITFT, UNKNOWN
unknown | orbitrap fusion | lc | unknown | esi | high | Thermo Fisher Scientific Orbitrap Fusion, LC-ESI-FT, HIGH
unknown | ltq orbitrap xl | unknown | unknown | unknown | high | Thermo Fisher Scientific LTQ Orbitrap XL, LC-UNKNOWN-ITFT, HIGH
thermo | ltq orbitrap xl | unknown | itft | esi | unknown | Thermo Fisher Scientific LTQ Orbitrap XL, LC-ESI-ITFT, UNKNOWN
thermo | ltq orbitrap xl | lc | itft | esi | high | Thermo Fisher Scientific LTQ Orbitrap XL, LC-ESI-ITFT, HIGH
unknown | ltq orbitrap xl | unknown | itft | esi | high | Thermo Fisher Scientific LTQ Orbitrap XL, LC-ESI-ITFT, HIGH
thermo | ltq orbitrap xl | lc | unknown | unknown | high | Thermo Fisher Scientific LTQ Orbitrap XL, LC-UNKNOWN-ITFT, HIGH
unknown | orbitrap fusion | lc | unknown | unknown | unknown | Thermo Fisher Scientific Orbitrap Fusion, LC-UNKNOWN-FT, UNKNOWN
thermo | ltq orbitrap xl | unknown | unknown | unknown | high | Thermo Fisher Scientific LTQ Orbitrap XL, LC-UNKNOWN-ITFT, HIGH
thermo | ltq orbitrap xl | lc | unknown | esi | unknown | Thermo Fisher Scientific LTQ Orbitrap XL, LC-ESI-ITFT, UNKNOWN
thermo | orbitrap fusion | lc | ft | unknown | high | Thermo Fisher Scientific Orbitrap Fusion, LC-UNKNOWN-FT, HIGH
thermo | ltq orbitrap xl | lc | unknown | unknown | unknown | Thermo Fisher Scientific LTQ Orbitrap XL, LC-UNKNOWN-ITFT, UNKNOWN
unknown | orbitrap fusion | unknown | ft | esi | unknown | Thermo Fisher Scientific Orbitrap Fusion, LC-ESI-FT, UNKNOWN
thermo | ltq orbitrap xl | unknown | itft | esi | high | Thermo Fisher Scientific LTQ Orbitrap XL, LC-ESI-ITFT, HIGH
unknown | ltq orbitrap xl | lc | unknown | unknown | unknown | Thermo Fisher Scientific LTQ Orbitrap XL, LC-UNKNOWN-ITFT, UNKNOWN
thermo | orbitrap fusion | lc | unknown | unknown | high | Thermo Fisher Scientific Orbitrap Fusion, LC-UNKNOWN-FT, HIGH
thermo | ltq orbitrap xl | lc | itft | unknown | high | Thermo Fisher Scientific LTQ Orbitrap XL, LC-UNKNOWN-ITFT, HIGH
thermo | orbitrap fusion | lc | unknown | unknown | unknown | Thermo Fisher Scientific Orbitrap Fusion, LC-UNKNOWN-FT, UNKNOWN
thermo | orbitrap fusion | lc | unknown | esi | unknown | Thermo Fisher Scientific Orbitrap Fusion, LC-ESI-FT, UNKNOWN
unknown | ltq orbitrap xl | lc | itft | esi | high | Thermo Fisher Scientific LTQ Orbitrap XL, LC-ESI-ITFT, HIGH
unknown | orbitrap fusion | lc | ft | esi | unknown | Thermo Fisher Scientific Orbitrap Fusion, LC-ESI-FT, UNKNOWN
unknown | ltq orbitrap xl | lc | itft | esi | unknown | Thermo Fisher Scientific LTQ Orbitrap XL, LC-ESI-ITFT, UNKNOWN
unknown | ltq orbitrap xl | unknown | itft | esi | unknown | Thermo Fisher Scientific LTQ Orbitrap XL, LC-ESI-ITFT, UNKNOWN
thermo | orbitrap fusion | unknown | unknown | unknown | high | Thermo Fisher Scientific Orbitrap Fusion, LC-UNKNOWN-FT, HIGH
thermo | ltq orbitrap xl | unknown | unknown | esi | unknown | Thermo Fisher Scientific LTQ Orbitrap XL, LC-ESI-ITFT, UNKNOWN
thermo | orbitrap fusion | unknown | unknown | esi | unknown | Thermo Fisher Scientific Orbitrap Fusion, LC-ESI-FT, UNKNOWN
unknown | ltq orbitrap xl | unknown | unknown | esi | high | Thermo Fisher Scientific LTQ Orbitrap XL, LC-ESI-ITFT, HIGH
thermo | orbitrap fusion | unknown | unknown | unknown | unknown | Thermo Fisher Scientific Orbitrap Fusion, LC-UNKNOWN-FT, UNKNOWN
thermo | orbitrap fusion | lc | ft | unknown | unknown | Thermo Fisher Scientific Orbitrap Fusion, LC-UNKNOWN-FT, UNKNOWN
thermo | orbitrap fusion | unknown | ft | esi | high | Thermo Fisher Scientific Orbitrap Fusion, LC-ESI-FT, HIGH
unknown | orbitrap fusion | lc | ft | esi | high | Thermo Fisher Scientific Orbitrap Fusion, LC-ESI-FT, HIGH
thermo | ltq orbitrap xl | lc | itft | unknown | unknown | Thermo Fisher Scientific LTQ Orbitrap XL, LC-UNKNOWN-ITFT, UNKNOWN
unknown | orbitrap fusion | unknown | ft | unknown | high | Thermo Fisher Scientific Orbitrap Fusion, LC-UNKNOWN-FT, HIGH
unknown | ltq orbitrap xl | unknown | itft | unknown | high | Thermo Fisher Scientific LTQ Orbitrap XL, LC-UNKNOWN-ITFT, HIGH
unknown | orbitrap fusion | unknown | unknown | unknown | unknown | Thermo Fisher Scientific Orbitrap Fusion, LC-UNKNOWN-FT, UNKNOWN
thermo | orbitrap fusion | unknown | ft | unknown | unknown | Thermo Fisher Scientific Orbitrap Fusion, LC-UNKNOWN-FT, UNKNOWN
unknown | ltq orbitrap xl | unknown | unknown | esi | unknown | Thermo Fisher Scientific LTQ Orbitrap XL, LC-ESI-ITFT, UNKNOWN
thermo | ltq orbitrap xl | unknown | itft | unknown | unknown | Thermo Fisher Scientific LTQ Orbitrap XL, LC-UNKNOWN-ITFT, UNKNOWN
unknown | orbitrap fusion | unknown | unknown | esi | high | Thermo Fisher Scientific Orbitrap Fusion, LC-ESI-FT, HIGH
thermo | ltq orbitrap xl | unknown | unknown | unknown | unknown | Thermo Fisher Scientific LTQ Orbitrap XL, LC-UNKNOWN-ITFT, UNKNOWN
thermo | orbitrap fusion | lc | ft | esi | unknown | Thermo Fisher Scientific Orbitrap Fusion, LC-ESI-FT, UNKNOWN
thermo | ltq orbitrap xl | lc | itft | esi | unknown | Thermo Fisher Scientific LTQ Orbitrap XL, LC-ESI-ITFT, UNKNOWN
unknown | orbitrap fusion | unknown | unknown | esi | unknown | Thermo Fisher Scientific Orbitrap Fusion, LC-ESI-FT, UNKNOWN
thermo | ltq orbitrap xl | unknown | itft | unknown | high | Thermo Fisher Scientific LTQ Orbitrap XL, LC-UNKNOWN-ITFT, HIGH
thermo | orbitrap fusion | unknown | unknown | esi | high | Thermo Fisher Scientific Orbitrap Fusion, LC-ESI-FT, HIGH
thermo | orbitrap fusion | unknown | ft | unknown | high | Thermo Fisher Scientific Orbitrap Fusion, LC-UNKNOWN-FT, HIGH
thermo | ltq orbitrap xl | unknown | unknown | esi | high | Thermo Fisher Scientific LTQ Orbitrap XL, LC-ESI-ITFT, HIGH
thermo | orbitrap fusion | lc | ft | esi | high | Thermo Fisher Scientific Orbitrap Fusion, LC-ESI-FT, HIGH
unknown | tsq quantum am | unknown | unknown | unknown | unknown | Thermo Fisher Scientific TSQ QUANTUM AM, LC-UNKNOWN-QQQ, UNKNOWN
thermo | tsq quantum am | unknown | unknown | ei | low | Thermo Fisher Scientific TSQ QUANTUM AM, GC-EI-QQQ, LOW
thermo | tsq quantum am | unknown | qqq | unknown | unknown | Thermo Fisher Scientific TSQ QUANTUM AM, LC-UNKNOWN-QQQ, UNKNOWN
unknown | tsq quantum am | unknown | unknown | unknown | low | Thermo Fisher Scientific TSQ QUANTUM AM, LC-UNKNOWN-QQQ, LOW
thermo | tsq quantum am | lc | qqq | ei | low | Thermo Fisher Scientific TSQ QUANTUM AM, LC-EI-QQQ, LOW
thermo | tsq quantum am | lc | qqq | unknown | unknown | Thermo Fisher Scientific TSQ QUANTUM AM, LC-UNKNOWN-QQQ, UNKNOWN
unknown | tsq quantum am | lc | qqq | ei | low | Thermo Fisher Scientific TSQ QUANTUM AM, LC-EI-QQQ, LOW
unknown | tsq quantum am | unknown | unknown | ei | low | Thermo Fisher Scientific TSQ QUANTUM AM, GC-EI-QQQ, LOW
thermo | tsq quantum am | unknown | qqq | ei | low | Thermo Fisher Scientific TSQ QUANTUM AM, GC-EI-QQQ, LOW
unknown | tsq quantum am | unknown | unknown | ei | unknown | Thermo Fisher Scientific TSQ QUANTUM AM, GC-EI-QQQ, UNKNOWN
thermo | tsq quantum am | lc | qqq | ei | unknown | Thermo Fisher Scientific TSQ QUANTUM AM, LC-EI-QQQ, UNKNOWN
thermo | tsq quantum am | unknown | unknown | ei | unknown | Thermo Fisher Scientific TSQ QUANTUM AM, GC-EI-QQQ, UNKNOWN
unknown | tsq quantum am | lc | unknown | unknown | unknown | Thermo Fisher Scientific TSQ QUANTUM AM, LC-UNKNOWN-QQQ, UNKNOWN
unknown | tsq quantum am | lc | qqq | ei | unknown | Thermo Fisher Scientific TSQ QUANTUM AM, LC-EI-QQQ, UNKNOWN
unknown | tsq quantum am | unknown | qqq | unknown | low | Thermo Fisher Scientific TSQ QUANTUM AM, LC-UNKNOWN-QQQ, LOW
thermo | tsq quantum am | unknown | unknown | unknown | unknown | Thermo Fisher Scientific TSQ QUANTUM AM, LC-UNKNOWN-QQQ, UNKNOWN
thermo | tsq quantum am | lc | qqq | unknown | low | Thermo Fisher Scientific TSQ QUANTUM AM, LC-UNKNOWN-QQQ, LOW
thermo | tsq quantum am | lc | unknown | ei | unknown | Thermo Fisher Scientific TSQ QUANTUM AM, LC-EI-QQQ, UNKNOWN
unknown | tsq quantum am | lc | unknown | unknown | low | Thermo Fisher Scientific TSQ QUANTUM AM, LC-UNKNOWN-QQQ, LOW
unknown | tsq quantum am | lc | unknown | ei | low | Thermo Fisher Scientific TSQ QUANTUM AM, LC-EI-QQQ, LOW
thermo | tsq quantum am | unknown | qqq | unknown | low | Thermo Fisher Scientific TSQ QUANTUM AM, LC-UNKNOWN-QQQ, LOW
unknown | tsq quantum am | unknown | qqq | ei | low | Thermo Fisher Scientific TSQ QUANTUM AM, GC-EI-QQQ, LOW
unknown | tsq quantum am | lc | unknown | ei | unknown | Thermo Fisher Scientific TSQ QUANTUM AM, LC-EI-QQQ, UNKNOWN
unknown | tsq quantum am | unknown | qqq | unknown | unknown | Thermo Fisher Scientific TSQ QUANTUM AM, LC-UNKNOWN-QQQ, UNKNOWN
unknown | tsq quantum am | lc | qqq | unknown | unknown | Thermo Fisher Scientific TSQ QUANTUM AM, LC-UNKNOWN-QQQ, UNKNOWN
thermo | tsq quantum am | unknown | qqq | ei | unknown | Thermo Fisher Scientific TSQ QUANTUM AM, GC-EI-QQQ, UNKNOWN
thermo | tsq quantum am | lc | unknown | unknown | unknown | Thermo Fisher Scientific TSQ QUANTUM AM, LC-UNKNOWN-QQQ, UNKNOWN
thermo | tsq quantum am | lc | unknown | ei | low | Thermo Fisher Scientific TSQ QUANTUM AM, LC-EI-QQQ, LOW
unknown | tsq quantum am | lc | qqq | unknown | low | Thermo Fisher Scientific TSQ QUANTUM AM, LC-UNKNOWN-QQQ, LOW
unknown | tsq quantum am | unknown | qqq | ei | unknown | Thermo Fisher Scientific TSQ QUANTUM AM, GC-EI-QQQ, UNKNOWN
thermo | tsq quantum am | lc | unknown | unknown | low | Thermo Fisher Scientific TSQ QUANTUM AM, LC-UNKNOWN-QQQ, LOW
thermo | tsq quantum am | unknown | unknown | unknown | low | Thermo Fisher Scientific TSQ QUANTUM AM, LC-UNKNOWN-QQQ, LOW
unknown | lcq advantage | unknown | unknown | esi | unknown | Thermo Fisher Scientific LCQ Advantage, LC-ESI-QIT, UNKNOWN
thermo | varian mat 44 | unknown | b | unknown | unknown | Thermo Fisher Scientific Varian MAT 44, GC-UNKNOWN-B, UNKNOWN
thermo | orbitrap id x | lc | ft | unknown | unknown | Thermo Fisher Scientific Orbitrap ID-X, LC-UNKNOWN-FT, UNKNOWN
thermo | varian mat 44 | gc | b | unknown | unknown | Thermo Fisher Scientific Varian MAT 44, GC-UNKNOWN-B, UNKNOWN
thermo | orbitrap id x | unknown | unknown | unknown | unknown | Thermo Fisher Scientific Orbitrap ID-X, LC-UNKNOWN-FT, UNKNOWN
unknown | lcq advantage | unknown | unknown | esi | low | Thermo Fisher Scientific LCQ Advantage, LC-ESI-QIT, LOW
unknown | lcq advantage | unknown | qit | unknown | low | Thermo Fisher Scientific LCQ Advantage, LC-UNKNOWN-QIT, LOW
unknown | varian mat 44 | gc | b | ci | low | Thermo Fisher Scientific Varian MAT 44, GC-CI-B, LOW
unknown | orbitrap id x | unknown | unknown | esi | high | Thermo Fisher Scientific Orbitrap ID-X, LC-ESI-FT, HIGH
unknown | varian mat 44 | unknown | unknown | ci | low | Thermo Fisher Scientific Varian MAT 44, GC-CI-B, LOW
thermo | lcq advantage | lc | qit | esi | unknown | Thermo Fisher Scientific LCQ Advantage, LC-ESI-QIT, UNKNOWN
thermo | lcq advantage | lc | unknown | unknown | unknown | Thermo Fisher Scientific LCQ Advantage, LC-UNKNOWN-QIT, UNKNOWN
thermo | varian mat 44 | unknown | unknown | unknown | unknown | Thermo Fisher Scientific Varian MAT 44, GC-UNKNOWN-B, UNKNOWN
thermo | lcq advantage | lc | unknown | esi | low | Thermo Fisher Scientific LCQ Advantage, LC-ESI-QIT, LOW
thermo | lcq advantage | lc | qit | unknown | unknown | Thermo Fisher Scientific LCQ Advantage, LC-UNKNOWN-QIT, UNKNOWN
thermo | varian mat 44 | unknown | b | ci | low | Thermo Fisher Scientific Varian MAT 44, GC-CI-B, LOW
unknown | orbitrap id x | unknown | ft | unknown | high | Thermo Fisher Scientific Orbitrap ID-X, LC-UNKNOWN-FT, HIGH
unknown | orbitrap id x | lc | ft | esi | unknown | Thermo Fisher Scientific Orbitrap ID-X, LC-ESI-FT, UNKNOWN
unknown | orbitrap id x | unknown | unknown | unknown | unknown | Thermo Fisher Scientific Orbitrap ID-X, LC-UNKNOWN-FT, UNKNOWN
thermo | varian mat 44 | gc | b | ci | low | Thermo Fisher Scientific Varian MAT 44, GC-CI-B, LOW
thermo | lcq advantage | unknown | qit | unknown | unknown | Thermo Fisher Scientific LCQ Advantage, LC-UNKNOWN-QIT, UNKNOWN
unknown | varian mat 44 | gc | b | ci | unknown | Thermo Fisher Scientific Varian MAT 44, GC-CI-B, UNKNOWN
thermo | orbitrap id x | unknown | ft | unknown | high | Thermo Fisher Scientific Orbitrap ID-X, LC-UNKNOWN-FT, HIGH
thermo | orbitrap id x | unknown | ft | unknown | unknown | Thermo Fisher Scientific Orbitrap ID-X, LC-UNKNOWN-FT, UNKNOWN
thermo | lcq advantage | lc | qit | esi | low | Thermo Fisher Scientific LCQ Advantage, LC-ESI-QIT, LOW
unknown | varian mat 44 | gc | unknown | ci | unknown | Thermo Fisher Scientific Varian MAT 44, GC-CI-B, UNKNOWN
thermo | orbitrap id x | unknown | unknown | esi | high | Thermo Fisher Scientific Orbitrap ID-X, LC-ESI-FT, HIGH
unknown | varian mat 44 | unknown | unknown | unknown | low | Thermo Fisher Scientific Varian MAT 44, GC-UNKNOWN-B, LOW
thermo | lcq advantage | unknown | qit | unknown | low | Thermo Fisher Scientific LCQ Advantage, LC-UNKNOWN-QIT, LOW
thermo | varian mat 44 | unknown | unknown | ci | low | Thermo Fisher Scientific Varian MAT 44, GC-CI-B, LOW
thermo | orbitrap id x | lc | ft | esi | high | Thermo Fisher Scientific Orbitrap ID-X, LC-ESI-FT, HIGH
unknown | varian mat 44 | unknown | unknown | unknown | unknown | Thermo Fisher Scientific Varian MAT 44, GC-UNKNOWN-B, UNKNOWN
thermo | orbitrap id x | lc | unknown | unknown | unknown | Thermo Fisher Scientific Orbitrap ID-X, LC-UNKNOWN-FT, UNKNOWN
thermo | orbitrap id x | lc | unknown | esi | unknown | Thermo Fisher Scientific Orbitrap ID-X, LC-ESI-FT, UNKNOWN
thermo | varian mat 44 | gc | unknown | ci | unknown | Thermo Fisher Scientific Varian MAT 44, GC-CI-B, UNKNOWN
thermo | varian mat 44 | gc | b | unknown | low | Thermo Fisher Scientific Varian MAT 44, GC-UNKNOWN-B, LOW
thermo | varian mat 44 | unknown | unknown | ci | unknown | Thermo Fisher Scientific Varian MAT 44, GC-CI-B, UNKNOWN
unknown | lcq advantage | unknown | qit | esi | unknown | Thermo Fisher Scientific LCQ Advantage, LC-ESI-QIT, UNKNOWN
thermo | lcq advantage | unknown | unknown | unknown | unknown | Thermo Fisher Scientific LCQ Advantage, LC-UNKNOWN-QIT, UNKNOWN
thermo | varian mat 44 | gc | b | ci | unknown | Thermo Fisher Scientific Varian MAT 44, GC-CI-B, UNKNOWN
thermo | orbitrap id x | unknown | ft | esi | high | Thermo Fisher Scientific Orbitrap ID-X, LC-ESI-FT, HIGH
thermo | orbitrap id x | lc | ft | esi | unknown | Thermo Fisher Scientific Orbitrap ID-X, LC-ESI-FT, UNKNOWN
unknown | orbitrap id x | lc | ft | esi | high | Thermo Fisher Scientific Orbitrap ID-X, LC-ESI-FT, HIGH
thermo | orbitrap id x | unknown | unknown | esi | unknown | Thermo Fisher Scientific Orbitrap ID-X, LC-ESI-FT, UNKNOWN
unknown | varian mat 44 | unknown | b | unknown | low | Thermo Fisher Scientific Varian MAT 44, GC-UNKNOWN-B, LOW
unknown | varian mat 44 | gc | unknown | unknown | unknown | Thermo Fisher Scientific Varian MAT 44, GC-UNKNOWN-B, UNKNOWN
thermo | varian mat 44 | gc | unknown | unknown | low | Thermo Fisher Scientific Varian MAT 44, GC-UNKNOWN-B, LOW
thermo | lcq advantage | lc | unknown | esi | unknown | Thermo Fisher Scientific LCQ Advantage, LC-ESI-QIT, UNKNOWN
unknown | orbitrap id x | unknown | ft | esi | unknown | Thermo Fisher Scientific Orbitrap ID-X, LC-ESI-FT, UNKNOWN
unknown | varian mat 44 | gc | b | unknown | low | Thermo Fisher Scientific Varian MAT 44, GC-UNKNOWN-B, LOW
unknown | lcq advantage | unknown | qit | esi | low | Thermo Fisher Scientific LCQ Advantage, LC-ESI-QIT, LOW
unknown | varian mat 44 | unknown | b | ci | unknown | Thermo Fisher Scientific Varian MAT 44, GC-CI-B, UNKNOWN
unknown | lcq advantage | lc | unknown | unknown | unknown | Thermo Fisher Scientific LCQ Advantage, LC-UNKNOWN-QIT, UNKNOWN
unknown | lcq advantage | lc | qit | esi | unknown | Thermo Fisher Scientific LCQ Advantage, LC-ESI-QIT, UNKNOWN
thermo | varian mat 44 | unknown | unknown | unknown | low | Thermo Fisher Scientific Varian MAT 44, GC-UNKNOWN-B, LOW
unknown | orbitrap id x | unknown | unknown | esi | unknown | Thermo Fisher Scientific Orbitrap ID-X, LC-ESI-FT, UNKNOWN
thermo | varian mat 44 | gc | unknown | ci | low | Thermo Fisher Scientific Varian MAT 44, GC-CI-B, LOW
unknown | varian mat 44 | gc | b | unknown | unknown | Thermo Fisher Scientific Varian MAT 44, GC-UNKNOWN-B, UNKNOWN
thermo | orbitrap id x | lc | unknown | unknown | high | Thermo Fisher Scientific Orbitrap ID-X, LC-UNKNOWN-FT, HIGH
thermo | lcq advantage | lc | qit | unknown | low | Thermo Fisher Scientific LCQ Advantage, LC-UNKNOWN-QIT, LOW
unknown | varian mat 44 | unknown | unknown | ci | unknown | Thermo Fisher Scientific Varian MAT 44, GC-CI-B, UNKNOWN
thermo | orbitrap id x | lc | ft | unknown | high | Thermo Fisher Scientific Orbitrap ID-X, LC-UNKNOWN-FT, HIGH
thermo | lcq advantage | unknown | unknown | esi | unknown | Thermo Fisher Scientific LCQ Advantage, LC-ESI-QIT, UNKNOWN
thermo | orbitrap id x | unknown | unknown | unknown | high | Thermo Fisher Scientific Orbitrap ID-X, LC-UNKNOWN-FT, HIGH
unknown | lcq advantage | lc | qit | unknown | unknown | Thermo Fisher Scientific LCQ Advantage, LC-UNKNOWN-QIT, UNKNOWN
thermo | orbitrap id x | unknown | ft | esi | unknown | Thermo Fisher Scientific Orbitrap ID-X, LC-ESI-FT, UNKNOWN
thermo | varian mat 44 | unknown | b | ci | unknown | Thermo Fisher Scientific Varian MAT 44, GC-CI-B, UNKNOWN
thermo | lcq advantage | lc | unknown | unknown | low | Thermo Fisher Scientific LCQ Advantage, LC-UNKNOWN-QIT, LOW
thermo | varian mat 44 | gc | unknown | unknown | unknown | Thermo Fisher Scientific Varian MAT 44, GC-UNKNOWN-B, UNKNOWN
thermo | lcq advantage | unknown | unknown | unknown | low | Thermo Fisher Scientific LCQ Advantage, LC-UNKNOWN-QIT, LOW
unknown | orbitrap id x | lc | ft | unknown | high | Thermo Fisher Scientific Orbitrap ID-X, LC-UNKNOWN-FT, HIGH
unknown | orbitrap id x | unknown | ft | esi | high | Thermo Fisher Scientific Orbitrap ID-X, LC-ESI-FT, HIGH
unknown | varian mat 44 | gc | unknown | ci | low | Thermo Fisher Scientific Varian MAT 44, GC-CI-B, LOW
unknown | orbitrap id x | lc | unknown | unknown | high | Thermo Fisher Scientific Orbitrap ID-X, LC-UNKNOWN-FT, HIGH
unknown | orbitrap id x | lc | ft | unknown | unknown | Thermo Fisher Scientific Orbitrap ID-X, LC-UNKNOWN-FT, UNKNOWN
unknown | lcq advantage | lc | qit | esi | low | Thermo Fisher Scientific LCQ Advantage, LC-ESI-QIT, LOW
unknown | lcq advantage | lc | unknown | unknown | low | Thermo Fisher Scientific LCQ Advantage, LC-UNKNOWN-QIT, LOW
unknown | orbitrap id x | lc | unknown | unknown | unknown | Thermo Fisher Scientific Orbitrap ID-X, LC-UNKNOWN-FT, UNKNOWN
unknown | varian mat 44 | gc | unknown | unknown | low | Thermo Fisher Scientific Varian MAT 44, GC-UNKNOWN-B, LOW
unknown | lcq advantage | lc | qit | unknown | low | Thermo Fisher Scientific LCQ Advantage, LC-UNKNOWN-QIT, LOW
unknown | lcq advantage | lc | unknown | esi | unknown | Thermo Fisher Scientific LCQ Advantage, LC-ESI-QIT, UNKNOWN
thermo | orbitrap id x | lc | unknown | esi | high | Thermo Fisher Scientific Orbitrap ID-X, LC-ESI-FT, HIGH
unknown | orbitrap id x | unknown | unknown | unknown | high | Thermo Fisher Scientific Orbitrap ID-X, LC-UNKNOWN-FT, HIGH
unknown | lcq advantage | unknown | unknown | unknown | unknown | Thermo Fisher Scientific LCQ Advantage, LC-UNKNOWN-QIT, UNKNOWN
thermo | lcq advantage | unknown | qit | esi | low | Thermo Fisher Scientific LCQ Advantage, LC-ESI-QIT, LOW
unknown | orbitrap id x | unknown | ft | unknown | unknown | Thermo Fisher Scientific Orbitrap ID-X, LC-UNKNOWN-FT, UNKNOWN
unknown | lcq advantage | unknown | qit | unknown | unknown | Thermo Fisher Scientific LCQ Advantage, LC-UNKNOWN-QIT, UNKNOWN
unknown | varian mat 44 | unknown | b | unknown | unknown | Thermo Fisher Scientific Varian MAT 44, GC-UNKNOWN-B, UNKNOWN
unknown | varian mat 44 | unknown | b | ci | low | Thermo Fisher Scientific Varian MAT 44, GC-CI-B, LOW
unknown | orbitrap id x | lc | unknown | esi | unknown | Thermo Fisher Scientific Orbitrap ID-X, LC-ESI-FT, UNKNOWN
unknown | orbitrap id x | lc | unknown | esi | high | Thermo Fisher Scientific Orbitrap ID-X, LC-ESI-FT, HIGH
unknown | lcq advantage | lc | unknown | esi | low | Thermo Fisher Scientific LCQ Advantage, LC-ESI-QIT, LOW
unknown | lcq advantage | unknown | unknown | unknown | low | Thermo Fisher Scientific LCQ Advantage, LC-UNKNOWN-QIT, LOW
thermo | lcq advantage | unknown | qit | esi | unknown | Thermo Fisher Scientific LCQ Advantage, LC-ESI-QIT, UNKNOWN
thermo | varian mat 44 | unknown | b | unknown | low | Thermo Fisher Scientific Varian MAT 44, GC-UNKNOWN-B, LOW
thermo | lcq advantage | unknown | unknown | esi | low | Thermo Fisher Scientific LCQ Advantage, LC-ESI-QIT, LOW
unknown | ltq orbitrap | unknown | unknown | esi | high | Thermo Fisher Scientific LTQ Orbitrap, LC-ESI-ITFT, HIGH
unknown | qexactive hf | unknown | unknown | esi | high | Thermo Fisher Scientific Q-Exactive HF, LC-ESI-QFT, HIGH
thermo | ltq orbitrap | lc | unknown | esi | unknown | Thermo Fisher Scientific LTQ Orbitrap, LC-ESI-ITFT, UNKNOWN
unknown | ltq orbitrap | unknown | itft | unknown | unknown | Thermo Fisher Scientific LTQ Orbitrap, LC-UNKNOWN-ITFT, UNKNOWN
unknown | qexactive hf | unknown | itft | unknown | unknown | Thermo Fisher Scientific Q-Exactive HF, LC-UNKNOWN-ITFT, UNKNOWN
unknown | qexactive hf | unknown | qft | unknown | unknown | Thermo Fisher Scientific Q-Exactive HF, LC-UNKNOWN-QFT, UNKNOWN
unknown | ltq orbitrap | lc | unknown | unknown | unknown | Thermo Fisher Scientific LTQ Orbitrap, LC-UNKNOWN-ITFT, UNKNOWN
unknown | qexactive hf | lc | unknown | unknown | unknown | Thermo Fisher Scientific Q-Exactive HF, LC-UNKNOWN-QFT, UNKNOWN
unknown | qexactive hf | lc | unknown | unknown | unknown | Thermo Fisher Scientific Q-Exactive HF, LC-UNKNOWN-QFT, UNKNOWN
unknown | qexactive hf | unknown | unknown | esi | high | Thermo Fisher Scientific Q-Exactive HF, LC-ESI-QFT, HIGH
unknown | ltq orbitrap | unknown | itft | unknown | high | Thermo Fisher Scientific LTQ Orbitrap, LC-UNKNOWN-ITFT, HIGH
unknown | qexactive hf | unknown | itft | unknown | high | Thermo Fisher Scientific Q-Exactive HF, LC-UNKNOWN-ITFT, HIGH
unknown | qexactive hf | unknown | qft | unknown | high | Thermo Fisher Scientific Q-Exactive HF, LC-UNKNOWN-QFT, HIGH
unknown | qexactive hf | lc | itft | esi | unknown | Thermo Fisher Scientific Q-Exactive HF, LC-ESI-ITFT, UNKNOWN
thermo | qexactive hf | lc | unknown | esi | unknown | Thermo Fisher Scientific Q-Exactive HF, LC-ESI-QFT, UNKNOWN
thermo | qexactive hf | lc | unknown | esi | unknown | Thermo Fisher Scientific Q-Exactive HF, LC-ESI-QFT, UNKNOWN
unknown | qexactive hf | lc | qft | esi | unknown | Thermo Fisher Scientific Q-Exactive HF, LC-ESI-QFT, UNKNOWN
unknown | ltq orbitrap | unknown | unknown | esi | unknown | Thermo Fisher Scientific LTQ Orbitrap, LC-ESI-ITFT, UNKNOWN
unknown | qexactive hf | unknown | unknown | esi | unknown | Thermo Fisher Scientific Q-Exactive HF, LC-ESI-QFT, UNKNOWN
unknown | qexactive hf | unknown | unknown | esi | unknown | Thermo Fisher Scientific Q-Exactive HF, LC-ESI-QFT, UNKNOWN
thermo | ltq orbitrap | unknown | unknown | esi | high | Thermo Fisher Scientific LTQ Orbitrap, LC-ESI-ITFT, HIGH
unknown | ltq orbitrap | lc | itft | esi | high | Thermo Fisher Scientific LTQ Orbitrap, LC-ESI-ITFT, HIGH
unknown | ltq orbitrap | unknown | unknown | unknown | unknown | Thermo Fisher Scientific LTQ Orbitrap, LC-UNKNOWN-ITFT, UNKNOWN
unknown | ltq orbitrap | lc | itft | esi | unknown | Thermo Fisher Scientific LTQ Orbitrap, LC-ESI-ITFT, UNKNOWN
unknown | ltq orbitrap | unknown | itft | esi | unknown | Thermo Fisher Scientific LTQ Orbitrap, LC-ESI-ITFT, UNKNOWN
thermo | qexactive hf | lc | unknown | unknown | high | Thermo Fisher Scientific Q-Exactive HF, LC-UNKNOWN-QFT, HIGH
thermo | qexactive hf | lc | unknown | unknown | high | Thermo Fisher Scientific Q-Exactive HF, LC-UNKNOWN-QFT, HIGH
unknown | qexactive hf | unknown | itft | esi | unknown | Thermo Fisher Scientific Q-Exactive HF, LC-ESI-ITFT, UNKNOWN
unknown | qexactive hf | lc | itft | unknown | high | Thermo Fisher Scientific Q-Exactive HF, LC-UNKNOWN-ITFT, HIGH
unknown | qexactive hf | lc | qft | unknown | high | Thermo Fisher Scientific Q-Exactive HF, LC-UNKNOWN-QFT, HIGH
unknown | ltq orbitrap | lc | itft | unknown | high | Thermo Fisher Scientific LTQ Orbitrap, LC-UNKNOWN-ITFT, HIGH
unknown | ltq orbitrap | lc | unknown | unknown | high | Thermo Fisher Scientific LTQ Orbitrap, LC-UNKNOWN-ITFT, HIGH
unknown | qexactive hf | unknown | qft | esi | unknown | Thermo Fisher Scientific Q-Exactive HF, LC-ESI-QFT, UNKNOWN
thermo | ltq orbitrap | lc | unknown | unknown | high | Thermo Fisher Scientific LTQ Orbitrap, LC-UNKNOWN-ITFT, HIGH
unknown | qexactive hf | unknown | unknown | unknown | high | Thermo Fisher Scientific Q-Exactive HF, LC-UNKNOWN-QFT, HIGH
thermo | qexactive hf | unknown | itft | esi | high | Thermo Fisher Scientific Q-Exactive HF, LC-ESI-ITFT, HIGH
thermo | qexactive hf | unknown | qft | esi | high | Thermo Fisher Scientific Q-Exactive HF, LC-ESI-QFT, HIGH
thermo | ltq orbitrap | unknown | itft | esi | high | Thermo Fisher Scientific LTQ Orbitrap, LC-ESI-ITFT, HIGH
unknown | qexactive hf | lc | unknown | unknown | high | Thermo Fisher Scientific Q-Exactive HF, LC-UNKNOWN-QFT, HIGH
unknown | qexactive hf | lc | unknown | unknown | high | Thermo Fisher Scientific Q-Exactive HF, LC-UNKNOWN-QFT, HIGH
unknown | qexactive hf | lc | unknown | esi | high | Thermo Fisher Scientific Q-Exactive HF, LC-ESI-QFT, HIGH
unknown | qexactive hf | lc | unknown | esi | high | Thermo Fisher Scientific Q-Exactive HF, LC-ESI-QFT, HIGH
unknown | ltq orbitrap | lc | unknown | esi | unknown | Thermo Fisher Scientific LTQ Orbitrap, LC-ESI-ITFT, UNKNOWN
unknown | ltq orbitrap | lc | unknown | esi | high | Thermo Fisher Scientific LTQ Orbitrap, LC-ESI-ITFT, HIGH
unknown | qexactive hf | unknown | unknown | unknown | unknown | Thermo Fisher Scientific Q-Exactive HF, LC-UNKNOWN-QFT, UNKNOWN
unknown | qexactive hf | unknown | unknown | unknown | unknown | Thermo Fisher Scientific Q-Exactive HF, LC-UNKNOWN-QFT, UNKNOWN
unknown | qexactive hf | lc | unknown | esi | unknown | Thermo Fisher Scientific Q-Exactive HF, LC-ESI-QFT, UNKNOWN
unknown | qexactive hf | lc | unknown | esi | unknown | Thermo Fisher Scientific Q-Exactive HF, LC-ESI-QFT, UNKNOWN
unknown | qexactive hf | unknown | itft | esi | high | Thermo Fisher Scientific Q-Exactive HF, LC-ESI-ITFT, HIGH
unknown | qexactive hf | unknown | qft | esi | high | Thermo Fisher Scientific Q-Exactive HF, LC-ESI-QFT, HIGH
unknown | qexactive hf | lc | itft | unknown | unknown | Thermo Fisher Scientific Q-Exactive HF, LC-UNKNOWN-ITFT, UNKNOWN
unknown | ltq orbitrap | unknown | itft | esi | high | Thermo Fisher Scientific LTQ Orbitrap, LC-ESI-ITFT, HIGH
unknown | qexactive hf | lc | qft | unknown | unknown | Thermo Fisher Scientific Q-Exactive HF, LC-UNKNOWN-QFT, UNKNOWN
unknown | ltq orbitrap | unknown | unknown | unknown | high | Thermo Fisher Scientific LTQ Orbitrap, LC-UNKNOWN-ITFT, HIGH
thermo | qexactive hf | lc | unknown | esi | high | Thermo Fisher Scientific Q-Exactive HF, LC-ESI-QFT, HIGH
thermo | qexactive hf | lc | unknown | esi | high | Thermo Fisher Scientific Q-Exactive HF, LC-ESI-QFT, HIGH
thermo | qexactive hf | unknown | unknown | esi | high | Thermo Fisher Scientific Q-Exactive HF, LC-ESI-QFT, HIGH
thermo | qexactive hf | unknown | unknown | esi | high | Thermo Fisher Scientific Q-Exactive HF, LC-ESI-QFT, HIGH
thermo | ltq orbitrap | lc | unknown | esi | high | Thermo Fisher Scientific LTQ Orbitrap, LC-ESI-ITFT, HIGH
unknown | qexactive hf | unknown | unknown | unknown | high | Thermo Fisher Scientific Q-Exactive HF, LC-UNKNOWN-QFT, HIGH
unknown | ltq orbitrap | lc | itft | unknown | unknown | Thermo Fisher Scientific LTQ Orbitrap, LC-UNKNOWN-ITFT, UNKNOWN
thermo | qexactive hf | unknown | itft | esi | unknown | Thermo Fisher Scientific Q-Exactive HF, LC-ESI-ITFT, UNKNOWN
thermo | qexactive hf | unknown | qft | esi | unknown | Thermo Fisher Scientific Q-Exactive HF, LC-ESI-QFT, UNKNOWN
thermo | qexactive hf | unknown | unknown | unknown | high | Thermo Fisher Scientific Q-Exactive HF, LC-UNKNOWN-QFT, HIGH
thermo | qexactive hf | unknown | unknown | unknown | high | Thermo Fisher Scientific Q-Exactive HF, LC-UNKNOWN-QFT, HIGH
thermo | ltq orbitrap | unknown | unknown | unknown | high | Thermo Fisher Scientific LTQ Orbitrap, LC-UNKNOWN-ITFT, HIGH
thermo | ltq orbitrap | unknown | unknown | esi | unknown | Thermo Fisher Scientific LTQ Orbitrap, LC-ESI-ITFT, UNKNOWN
thermo | qexactive hf | unknown | unknown | esi | unknown | Thermo Fisher Scientific Q-Exactive HF, LC-ESI-QFT, UNKNOWN
thermo | ltq orbitrap | unknown | itft | esi | unknown | Thermo Fisher Scientific LTQ Orbitrap, LC-ESI-ITFT, UNKNOWN
thermo | ltq orbitrap | lc | unknown | unknown | unknown | Thermo Fisher Scientific LTQ Orbitrap, LC-UNKNOWN-ITFT, UNKNOWN
thermo | qexactive hf | lc | itft | unknown | high | Thermo Fisher Scientific Q-Exactive HF, LC-UNKNOWN-ITFT, HIGH
thermo | qexactive hf | lc | qft | unknown | high | Thermo Fisher Scientific Q-Exactive HF, LC-UNKNOWN-QFT, HIGH
thermo | qexactive hf | lc | unknown | unknown | unknown | Thermo Fisher Scientific Q-Exactive HF, LC-UNKNOWN-QFT, UNKNOWN
thermo | ltq orbitrap | lc | itft | unknown | high | Thermo Fisher Scientific LTQ Orbitrap, LC-UNKNOWN-ITFT, HIGH
thermo | qexactive hf | lc | unknown | unknown | unknown | Thermo Fisher Scientific Q-Exactive HF, LC-UNKNOWN-QFT, UNKNOWN
thermo | qexactive hf | unknown | unknown | esi | unknown | Thermo Fisher Scientific Q-Exactive HF, LC-ESI-QFT, UNKNOWN
thermo | qexactive hf | lc | itft | esi | unknown | Thermo Fisher Scientific Q-Exactive HF, LC-ESI-ITFT, UNKNOWN
thermo | qexactive hf | lc | qft | esi | unknown | Thermo Fisher Scientific Q-Exactive HF, LC-ESI-QFT, UNKNOWN
thermo | ltq orbitrap | lc | itft | esi | unknown | Thermo Fisher Scientific LTQ Orbitrap, LC-ESI-ITFT, UNKNOWN
thermo | qexactive hf | unknown | itft | unknown | unknown | Thermo Fisher Scientific Q-Exactive HF, LC-UNKNOWN-ITFT, UNKNOWN
thermo | qexactive hf | unknown | qft | unknown | unknown | Thermo Fisher Scientific Q-Exactive HF, LC-UNKNOWN-QFT, UNKNOWN
thermo | ltq orbitrap | unknown | itft | unknown | unknown | Thermo Fisher Scientific LTQ Orbitrap, LC-UNKNOWN-ITFT, UNKNOWN
thermo | qexactive hf | unknown | itft | unknown | high | Thermo Fisher Scientific Q-Exactive HF, LC-UNKNOWN-ITFT, HIGH
thermo | qexactive hf | unknown | qft | unknown | high | Thermo Fisher Scientific Q-Exactive HF, LC-UNKNOWN-QFT, HIGH
thermo | ltq orbitrap | unknown | itft | unknown | high | Thermo Fisher Scientific LTQ Orbitrap, LC-UNKNOWN-ITFT, HIGH
thermo | qexactive hf | lc | itft | esi | high | Thermo Fisher Scientific Q-Exactive HF, LC-ESI-ITFT, HIGH
thermo | qexactive hf | lc | qft | esi | high | Thermo Fisher Scientific Q-Exactive HF, LC-ESI-QFT, HIGH
thermo | ltq orbitrap | lc | itft | unknown | unknown | Thermo Fisher Scientific LTQ Orbitrap, LC-UNKNOWN-ITFT, UNKNOWN
thermo | qexactive hf | lc | itft | unknown | unknown | Thermo Fisher Scientific Q-Exactive HF, LC-UNKNOWN-ITFT, UNKNOWN
thermo | qexactive hf | lc | qft | unknown | unknown | Thermo Fisher Scientific Q-Exactive HF, LC-UNKNOWN-QFT, UNKNOWN
thermo | ltq orbitrap | unknown | unknown | unknown | unknown | Thermo Fisher Scientific LTQ Orbitrap, LC-UNKNOWN-ITFT, UNKNOWN
unknown | qexactive hf | lc | itft | esi | high | Thermo Fisher Scientific Q-Exactive HF, LC-ESI-ITFT, HIGH
unknown | qexactive hf | lc | qft | esi | high | Thermo Fisher Scientific Q-Exactive HF, LC-ESI-QFT, HIGH
thermo | qexactive hf | unknown | unknown | unknown | unknown | Thermo Fisher Scientific Q-Exactive HF, LC-UNKNOWN-QFT, UNKNOWN
thermo | qexactive hf | unknown | unknown | unknown | unknown | Thermo Fisher Scientific Q-Exactive HF, LC-UNKNOWN-QFT, UNKNOWN
thermo | ltq orbitrap | lc | itft | esi | high | Thermo Fisher Scientific LTQ Orbitrap, LC-ESI-ITFT, HIGH
thermo | gc orbitrap | unknown | unknown | unknown | unknown | Thermo Fisher Scientific GC Orbitrap, GC-UNKNOWN-FT, UNKNOWN
thermo | gc orbitrap | unknown | unknown | unknown | unknown | Thermo Fisher Scientific GC Orbitrap, GC-UNKNOWN-FT, UNKNOWN
thermo | gc orbitrap | unknown | unknown | unknown | unknown | Thermo Fisher Scientific GC Orbitrap, GC-UNKNOWN-FT, UNKNOWN
thermo | tsq vantage | unknown | unknown | unknown | unknown | Thermo Fisher Scientific TSQ Vantage, LC-UNKNOWN-QQQ, UNKNOWN
thermo | lcq deca xp | unknown | unknown | unknown | unknown | Thermo Fisher Scientific LCQ Deca XP, LC-UNKNOWN-QIT, UNKNOWN
unknown | gc orbitrap | gc | ft | ei | high | Thermo Fisher Scientific GC Orbitrap, GC-EI-FT, HIGH
unknown | gc orbitrap | gc | ft | apci | high | Thermo Fisher Scientific GC Orbitrap, GC-APCI-FT, HIGH
unknown | tsq vantage | lc | qqq | ei | low | Thermo Fisher Scientific TSQ Vantage, LC-EI-QQQ, LOW
unknown | gc orbitrap | gc | ft | ci | high | Thermo Fisher Scientific GC Orbitrap, GC-CI-FT, HIGH
thermo | lcq classic | unknown | unknown | unknown | unknown | Thermo Fisher Scientific LCQ classic, LC-UNKNOWN-QIT, UNKNOWN
thermo | tsq vantage | lc | qqq | unknown | unknown | Thermo Fisher Scientific TSQ Vantage, LC-UNKNOWN-QQQ, UNKNOWN
thermo | lcq deca xp | lc | qit | unknown | unknown | Thermo Fisher Scientific LCQ Deca XP, LC-UNKNOWN-QIT, UNKNOWN
thermo | lcq classic | lc | qit | unknown | unknown | Thermo Fisher Scientific LCQ classic, LC-UNKNOWN-QIT, UNKNOWN
thermo | gc orbitrap | gc | unknown | ci | unknown | Thermo Fisher Scientific GC Orbitrap, GC-CI-FT, UNKNOWN
thermo | gc orbitrap | gc | ft | ci | high | Thermo Fisher Scientific GC Orbitrap, GC-CI-FT, HIGH
thermo | gc orbitrap | gc | ft | ei | high | Thermo Fisher Scientific GC Orbitrap, GC-EI-FT, HIGH
thermo | gc orbitrap | gc | ft | apci | high | Thermo Fisher Scientific GC Orbitrap, GC-APCI-FT, HIGH
thermo | tsq vantage | lc | qqq | ei | low | Thermo Fisher Scientific TSQ Vantage, LC-EI-QQQ, LOW
unknown | gc orbitrap | unknown | unknown | unknown | unknown | Thermo Fisher Scientific GC Orbitrap, GC-UNKNOWN-FT, UNKNOWN
thermo | lcq deca xp | lc | qit | esi | low | Thermo Fisher Scientific LCQ Deca XP, LC-ESI-QIT, LOW
thermo | lcq classic | lc | qit | esi | low | Thermo Fisher Scientific LCQ classic, LC-ESI-QIT, LOW
thermo | gc orbitrap | gc | ft | unknown | high | Thermo Fisher Scientific GC Orbitrap, GC-UNKNOWN-FT, HIGH
thermo | gc orbitrap | gc | ft | unknown | high | Thermo Fisher Scientific GC Orbitrap, GC-UNKNOWN-FT, HIGH
thermo | tsq vantage | lc | qqq | unknown | low | Thermo Fisher Scientific TSQ Vantage, LC-UNKNOWN-QQQ, LOW
thermo | gc orbitrap | unknown | ft | unknown | unknown | Thermo Fisher Scientific GC Orbitrap, GC-UNKNOWN-FT, UNKNOWN
thermo | gc orbitrap | unknown | ft | unknown | unknown | Thermo Fisher Scientific GC Orbitrap, GC-UNKNOWN-FT, UNKNOWN
thermo | gc orbitrap | unknown | ft | unknown | unknown | Thermo Fisher Scientific GC Orbitrap, GC-UNKNOWN-FT, UNKNOWN
thermo | gc orbitrap | unknown | ft | unknown | high | Thermo Fisher Scientific GC Orbitrap, GC-UNKNOWN-FT, HIGH
thermo | gc orbitrap | unknown | ft | unknown | high | Thermo Fisher Scientific GC Orbitrap, GC-UNKNOWN-FT, HIGH
thermo | gc orbitrap | unknown | ft | unknown | high | Thermo Fisher Scientific GC Orbitrap, GC-UNKNOWN-FT, HIGH
thermo | tsq vantage | unknown | qqq | unknown | low | Thermo Fisher Scientific TSQ Vantage, LC-UNKNOWN-QQQ, LOW
thermo | tsq vantage | unknown | qqq | unknown | unknown | Thermo Fisher Scientific TSQ Vantage, LC-UNKNOWN-QQQ, UNKNOWN
thermo | lcq deca xp | lc | qit | esi | unknown | Thermo Fisher Scientific LCQ Deca XP, LC-ESI-QIT, UNKNOWN
thermo | lcq deca xp | unknown | qit | esi | unknown | Thermo Fisher Scientific LCQ Deca XP, LC-ESI-QIT, UNKNOWN
thermo | lcq classic | unknown | qit | esi | unknown | Thermo Fisher Scientific LCQ classic, LC-ESI-QIT, UNKNOWN
thermo | lcq classic | lc | qit | esi | unknown | Thermo Fisher Scientific LCQ classic, LC-ESI-QIT, UNKNOWN
thermo | gc orbitrap | gc | ft | ci | unknown | Thermo Fisher Scientific GC Orbitrap, GC-CI-FT, UNKNOWN
thermo | gc orbitrap | gc | ft | ei | unknown | Thermo Fisher Scientific GC Orbitrap, GC-EI-FT, UNKNOWN
thermo | gc orbitrap | gc | ft | apci | unknown | Thermo Fisher Scientific GC Orbitrap, GC-APCI-FT, UNKNOWN
thermo | tsq vantage | lc | qqq | ei | unknown | Thermo Fisher Scientific TSQ Vantage, LC-EI-QQQ, UNKNOWN
thermo | lcq deca xp | unknown | qit | unknown | unknown | Thermo Fisher Scientific LCQ Deca XP, LC-UNKNOWN-QIT, UNKNOWN
thermo | lcq classic | unknown | qit | unknown | unknown | Thermo Fisher Scientific LCQ classic, LC-UNKNOWN-QIT, UNKNOWN
thermo | gc orbitrap | unknown | unknown | ci | unknown | Thermo Fisher Scientific GC Orbitrap, GC-CI-FT, UNKNOWN
thermo | gc orbitrap | gc | unknown | apci | high | Thermo Fisher Scientific GC Orbitrap, GC-APCI-FT, HIGH
thermo | tsq vantage | lc | unknown | ei | low | Thermo Fisher Scientific TSQ Vantage, LC-EI-QQQ, LOW
thermo | gc orbitrap | gc | unknown | unknown | unknown | Thermo Fisher Scientific GC Orbitrap, GC-UNKNOWN-FT, UNKNOWN
thermo | gc orbitrap | gc | unknown | unknown | unknown | Thermo Fisher Scientific GC Orbitrap, GC-UNKNOWN-FT, UNKNOWN
thermo | tsq vantage | lc | unknown | unknown | unknown | Thermo Fisher Scientific TSQ Vantage, LC-UNKNOWN-QQQ, UNKNOWN
thermo | lcq deca xp | lc | qit | unknown | low | Thermo Fisher Scientific LCQ Deca XP, LC-UNKNOWN-QIT, LOW
thermo | gc orbitrap | gc | unknown | unknown | unknown | Thermo Fisher Scientific GC Orbitrap, GC-UNKNOWN-FT, UNKNOWN
thermo | lcq deca xp | lc | unknown | unknown | unknown | Thermo Fisher Scientific LCQ Deca XP, LC-UNKNOWN-QIT, UNKNOWN
thermo | lcq classic | lc | unknown | unknown | unknown | Thermo Fisher Scientific LCQ classic, LC-UNKNOWN-QIT, UNKNOWN
thermo | gc orbitrap | gc | ft | unknown | high | Thermo Fisher Scientific GC Orbitrap, GC-UNKNOWN-FT, HIGH
thermo | gc orbitrap | unknown | unknown | ei | unknown | Thermo Fisher Scientific GC Orbitrap, GC-EI-FT, UNKNOWN
thermo | gc orbitrap | unknown | unknown | apci | unknown | Thermo Fisher Scientific GC Orbitrap, LC-APCI-FT, UNKNOWN
thermo | lcq classic | lc | unknown | unknown | low | Thermo Fisher Scientific LCQ classic, LC-UNKNOWN-QIT, LOW
thermo | gc orbitrap | unknown | ft | ci | unknown | Thermo Fisher Scientific GC Orbitrap, GC-CI-FT, UNKNOWN
thermo | tsq vantage | unknown | unknown | ei | unknown | Thermo Fisher Scientific TSQ Vantage, GC-EI-QQQ, UNKNOWN
thermo | lcq deca xp | unknown | unknown | esi | unknown | Thermo Fisher Scientific LCQ Deca XP, LC-ESI-QIT, UNKNOWN
thermo | lcq classic | unknown | unknown | esi | unknown | Thermo Fisher Scientific LCQ classic, LC-ESI-QIT, UNKNOWN
thermo | gc orbitrap | unknown | unknown | unknown | high | Thermo Fisher Scientific GC Orbitrap, GC-UNKNOWN-FT, HIGH
thermo | gc orbitrap | unknown | unknown | unknown | high | Thermo Fisher Scientific GC Orbitrap, GC-UNKNOWN-FT, HIGH
thermo | gc orbitrap | unknown | unknown | unknown | high | Thermo Fisher Scientific GC Orbitrap, GC-UNKNOWN-FT, HIGH
thermo | tsq vantage | unknown | unknown | unknown | low | Thermo Fisher Scientific TSQ Vantage, LC-UNKNOWN-QQQ, LOW
thermo | lcq deca xp | unknown | unknown | unknown | low | Thermo Fisher Scientific LCQ Deca XP, LC-UNKNOWN-QIT, LOW
thermo | lcq classic | unknown | unknown | unknown | low | Thermo Fisher Scientific LCQ classic, LC-UNKNOWN-QIT, LOW
unknown | gc orbitrap | unknown | unknown | unknown | unknown | Thermo Fisher Scientific GC Orbitrap, GC-UNKNOWN-FT, UNKNOWN
unknown | gc orbitrap | unknown | unknown | unknown | unknown | Thermo Fisher Scientific GC Orbitrap, GC-UNKNOWN-FT, UNKNOWN
unknown | tsq vantage | unknown | unknown | unknown | unknown | Thermo Fisher Scientific TSQ Vantage, LC-UNKNOWN-QQQ, UNKNOWN
thermo | tsq vantage | unknown | qqq | ei | unknown | Thermo Fisher Scientific TSQ Vantage, GC-EI-QQQ, UNKNOWN
unknown | lcq deca xp | unknown | qit | esi | low | Thermo Fisher Scientific LCQ Deca XP, LC-ESI-QIT, LOW
unknown | lcq classic | unknown | qit | esi | low | Thermo Fisher Scientific LCQ classic, LC-ESI-QIT, LOW
unknown | lcq deca xp | lc | qit | unknown | unknown | Thermo Fisher Scientific LCQ Deca XP, LC-UNKNOWN-QIT, UNKNOWN
unknown | gc orbitrap | gc | ft | unknown | unknown | Thermo Fisher Scientific GC Orbitrap, GC-UNKNOWN-FT, UNKNOWN
unknown | gc orbitrap | gc | ft | unknown | unknown | Thermo Fisher Scientific GC Orbitrap, GC-UNKNOWN-FT, UNKNOWN
unknown | gc orbitrap | gc | ft | unknown | unknown | Thermo Fisher Scientific GC Orbitrap, GC-UNKNOWN-FT, UNKNOWN
thermo | gc orbitrap | unknown | unknown | apci | high | Thermo Fisher Scientific GC Orbitrap, LC-APCI-FT, HIGH
thermo | tsq vantage | unknown | unknown | ei | low | Thermo Fisher Scientific TSQ Vantage, GC-EI-QQQ, LOW
thermo | lcq deca xp | unknown | qit | unknown | low | Thermo Fisher Scientific LCQ Deca XP, LC-UNKNOWN-QIT, LOW
thermo | lcq classic | unknown | qit | unknown | low | Thermo Fisher Scientific LCQ classic, LC-UNKNOWN-QIT, LOW
unknown | lcq deca xp | unknown | unknown | unknown | low | Thermo Fisher Scientific LCQ Deca XP, LC-UNKNOWN-QIT, LOW
unknown | lcq classic | unknown | unknown | unknown | low | Thermo Fisher Scientific LCQ classic, LC-UNKNOWN-QIT, LOW
thermo | lcq classic | lc | qit | unknown | low | Thermo Fisher Scientific LCQ classic, LC-UNKNOWN-QIT, LOW
thermo | gc orbitrap | gc | unknown | ci | high | Thermo Fisher Scientific GC Orbitrap, GC-CI-FT, HIGH
thermo | gc orbitrap | gc | unknown | ei | high | Thermo Fisher Scientific GC Orbitrap, GC-EI-FT, HIGH
unknown | tsq vantage | lc | qqq | unknown | unknown | Thermo Fisher Scientific TSQ Vantage, LC-UNKNOWN-QQQ, UNKNOWN
thermo | gc orbitrap | unknown | ft | ei | unknown | Thermo Fisher Scientific GC Orbitrap, GC-EI-FT, UNKNOWN
thermo | gc orbitrap | unknown | ft | apci | unknown | Thermo Fisher Scientific GC Orbitrap, LC-APCI-FT, UNKNOWN
unknown | gc orbitrap | gc | unknown | ci | unknown | Thermo Fisher Scientific GC Orbitrap, GC-CI-FT, UNKNOWN
unknown | gc orbitrap | gc | unknown | ei | unknown | Thermo Fisher Scientific GC Orbitrap, GC-EI-FT, UNKNOWN
unknown | gc orbitrap | gc | unknown | apci | unknown | Thermo Fisher Scientific GC Orbitrap, GC-APCI-FT, UNKNOWN
unknown | tsq vantage | lc | unknown | ei | unknown | Thermo Fisher Scientific TSQ Vantage, LC-EI-QQQ, UNKNOWN
unknown | gc orbitrap | unknown | ft | ei | high | Thermo Fisher Scientific GC Orbitrap, GC-EI-FT, HIGH
unknown | gc orbitrap | unknown | ft | apci | high | Thermo Fisher Scientific GC Orbitrap, LC-APCI-FT, HIGH
unknown | tsq vantage | unknown | qqq | ei | low | Thermo Fisher Scientific TSQ Vantage, GC-EI-QQQ, LOW
unknown | lcq classic | lc | qit | unknown | unknown | Thermo Fisher Scientific LCQ classic, LC-UNKNOWN-QIT, UNKNOWN
unknown | gc orbitrap | unknown | ft | ci | high | Thermo Fisher Scientific GC Orbitrap, GC-CI-FT, HIGH
unknown | gc orbitrap | gc | unknown | unknown | high | Thermo Fisher Scientific GC Orbitrap, GC-UNKNOWN-FT, HIGH
unknown | gc orbitrap | gc | unknown | unknown | high | Thermo Fisher Scientific GC Orbitrap, GC-UNKNOWN-FT, HIGH
unknown | lcq deca xp | lc | unknown | esi | low | Thermo Fisher Scientific LCQ Deca XP, LC-ESI-QIT, LOW
unknown | lcq classic | lc | unknown | esi | low | Thermo Fisher Scientific LCQ classic, LC-ESI-QIT, LOW
unknown | lcq deca xp | lc | unknown | esi | unknown | Thermo Fisher Scientific LCQ Deca XP, LC-ESI-QIT, UNKNOWN
unknown | lcq deca xp | unknown | unknown | esi | unknown | Thermo Fisher Scientific LCQ Deca XP, LC-ESI-QIT, UNKNOWN
thermo | gc orbitrap | unknown | ft | ci | high | Thermo Fisher Scientific GC Orbitrap, GC-CI-FT, HIGH
thermo | gc orbitrap | unknown | ft | ei | high | Thermo Fisher Scientific GC Orbitrap, GC-EI-FT, HIGH
thermo | gc orbitrap | unknown | ft | apci | high | Thermo Fisher Scientific GC Orbitrap, LC-APCI-FT, HIGH
thermo | tsq vantage | unknown | qqq | ei | low | Thermo Fisher Scientific TSQ Vantage, GC-EI-QQQ, LOW
unknown | gc orbitrap | unknown | unknown | unknown | high | Thermo Fisher Scientific GC Orbitrap, GC-UNKNOWN-FT, HIGH
unknown | gc orbitrap | unknown | unknown | unknown | high | Thermo Fisher Scientific GC Orbitrap, GC-UNKNOWN-FT, HIGH
unknown | gc orbitrap | unknown | unknown | unknown | high | Thermo Fisher Scientific GC Orbitrap, GC-UNKNOWN-FT, HIGH
unknown | tsq vantage | unknown | unknown | unknown | low | Thermo Fisher Scientific TSQ Vantage, LC-UNKNOWN-QQQ, LOW
unknown | lcq classic | unknown | unknown | esi | unknown | Thermo Fisher Scientific LCQ classic, LC-ESI-QIT, UNKNOWN
thermo | lcq deca xp | lc | unknown | esi | low | Thermo Fisher Scientific LCQ Deca XP, LC-ESI-QIT, LOW
thermo | lcq classic | lc | unknown | esi | low | Thermo Fisher Scientific LCQ classic, LC-ESI-QIT, LOW
unknown | lcq classic | lc | unknown | esi | unknown | Thermo Fisher Scientific LCQ classic, LC-ESI-QIT, UNKNOWN
thermo | lcq classic | lc | unknown | esi | unknown | Thermo Fisher Scientific LCQ classic, LC-ESI-QIT, UNKNOWN
thermo | gc orbitrap | gc | unknown | unknown | high | Thermo Fisher Scientific GC Orbitrap, GC-UNKNOWN-FT, HIGH
thermo | gc orbitrap | gc | unknown | unknown | high | Thermo Fisher Scientific GC Orbitrap, GC-UNKNOWN-FT, HIGH
thermo | lcq deca xp | lc | unknown | unknown | low | Thermo Fisher Scientific LCQ Deca XP, LC-UNKNOWN-QIT, LOW
unknown | lcq deca xp | lc | qit | unknown | low | Thermo Fisher Scientific LCQ Deca XP, LC-UNKNOWN-QIT, LOW
unknown | lcq classic | lc | qit | unknown | low | Thermo Fisher Scientific LCQ classic, LC-UNKNOWN-QIT, LOW
unknown | gc orbitrap | gc | unknown | ci | high | Thermo Fisher Scientific GC Orbitrap, GC-CI-FT, HIGH
unknown | gc orbitrap | gc | unknown | unknown | high | Thermo Fisher Scientific GC Orbitrap, GC-UNKNOWN-FT, HIGH
unknown | tsq vantage | lc | unknown | unknown | low | Thermo Fisher Scientific TSQ Vantage, LC-UNKNOWN-QQQ, LOW
unknown | gc orbitrap | gc | unknown | ei | high | Thermo Fisher Scientific GC Orbitrap, GC-EI-FT, HIGH
unknown | gc orbitrap | gc | unknown | apci | high | Thermo Fisher Scientific GC Orbitrap, GC-APCI-FT, HIGH
unknown | tsq vantage | lc | unknown | ei | low | Thermo Fisher Scientific TSQ Vantage, LC-EI-QQQ, LOW
unknown | lcq deca xp | lc | unknown | unknown | low | Thermo Fisher Scientific LCQ Deca XP, LC-UNKNOWN-QIT, LOW
unknown | lcq classic | lc | unknown | unknown | low | Thermo Fisher Scientific LCQ classic, LC-UNKNOWN-QIT, LOW
thermo | lcq deca xp | lc | unknown | esi | unknown | Thermo Fisher Scientific LCQ Deca XP, LC-ESI-QIT, UNKNOWN
unknown | lcq classic | unknown | unknown | unknown | unknown | Thermo Fisher Scientific LCQ classic, LC-UNKNOWN-QIT, UNKNOWN
unknown | gc orbitrap | unknown | ft | ci | unknown | Thermo Fisher Scientific GC Orbitrap, GC-CI-FT, UNKNOWN
unknown | gc orbitrap | unknown | ft | ei | unknown | Thermo Fisher Scientific GC Orbitrap, GC-EI-FT, UNKNOWN
unknown | gc orbitrap | unknown | ft | apci | unknown | Thermo Fisher Scientific GC Orbitrap, LC-APCI-FT, UNKNOWN
unknown | tsq vantage | unknown | qqq | ei | unknown | Thermo Fisher Scientific TSQ Vantage, GC-EI-QQQ, UNKNOWN
unknown | tsq vantage | lc | qqq | unknown | low | Thermo Fisher Scientific TSQ Vantage, LC-UNKNOWN-QQQ, LOW
unknown | lcq deca xp | lc | qit | esi | low | Thermo Fisher Scientific LCQ Deca XP, LC-ESI-QIT, LOW
unknown | lcq classic | lc | qit | esi | low | Thermo Fisher Scientific LCQ classic, LC-ESI-QIT, LOW
unknown | lcq deca xp | unknown | unknown | unknown | unknown | Thermo Fisher Scientific LCQ Deca XP, LC-UNKNOWN-QIT, UNKNOWN
unknown | lcq deca xp | lc | qit | esi | unknown | Thermo Fisher Scientific LCQ Deca XP, LC-ESI-QIT, UNKNOWN
thermo | gc orbitrap | gc | unknown | unknown | high | Thermo Fisher Scientific GC Orbitrap, GC-UNKNOWN-FT, HIGH
thermo | tsq vantage | lc | unknown | unknown | low | Thermo Fisher Scientific TSQ Vantage, LC-UNKNOWN-QQQ, LOW
unknown | lcq classic | lc | qit | esi | unknown | Thermo Fisher Scientific LCQ classic, LC-ESI-QIT, UNKNOWN
unknown | gc orbitrap | gc | ft | unknown | high | Thermo Fisher Scientific GC Orbitrap, GC-UNKNOWN-FT, HIGH
unknown | gc orbitrap | gc | ft | unknown | high | Thermo Fisher Scientific GC Orbitrap, GC-UNKNOWN-FT, HIGH
unknown | gc orbitrap | gc | ft | unknown | high | Thermo Fisher Scientific GC Orbitrap, GC-UNKNOWN-FT, HIGH
unknown | lcq deca xp | unknown | qit | esi | unknown | Thermo Fisher Scientific LCQ Deca XP, LC-ESI-QIT, UNKNOWN
unknown | lcq classic | unknown | qit | esi | unknown | Thermo Fisher Scientific LCQ classic, LC-ESI-QIT, UNKNOWN
unknown | gc orbitrap | unknown | ft | unknown | high | Thermo Fisher Scientific GC Orbitrap, GC-UNKNOWN-FT, HIGH
thermo | lcq deca xp | unknown | qit | esi | low | Thermo Fisher Scientific LCQ Deca XP, LC-ESI-QIT, LOW
thermo | lcq classic | unknown | qit | esi | low | Thermo Fisher Scientific LCQ classic, LC-ESI-QIT, LOW
thermo | gc orbitrap | unknown | unknown | ci | high | Thermo Fisher Scientific GC Orbitrap, GC-CI-FT, HIGH
thermo | gc orbitrap | unknown | unknown | ei | high | Thermo Fisher Scientific GC Orbitrap, GC-EI-FT, HIGH
thermo | lcq deca xp | unknown | unknown | esi | low | Thermo Fisher Scientific LCQ Deca XP, LC-ESI-QIT, LOW
thermo | lcq classic | unknown | unknown | esi | low | Thermo Fisher Scientific LCQ classic, LC-ESI-QIT, LOW
unknown | lcq deca xp | unknown | qit | unknown | unknown | Thermo Fisher Scientific LCQ Deca XP, LC-UNKNOWN-QIT, UNKNOWN
unknown | lcq classic | unknown | qit | unknown | unknown | Thermo Fisher Scientific LCQ classic, LC-UNKNOWN-QIT, UNKNOWN
unknown | gc orbitrap | unknown | unknown | ci | unknown | Thermo Fisher Scientific GC Orbitrap, GC-CI-FT, UNKNOWN
unknown | gc orbitrap | unknown | unknown | ei | unknown | Thermo Fisher Scientific GC Orbitrap, GC-EI-FT, UNKNOWN
unknown | gc orbitrap | unknown | unknown | apci | unknown | Thermo Fisher Scientific GC Orbitrap, LC-APCI-FT, UNKNOWN
unknown | tsq vantage | unknown | unknown | ei | unknown | Thermo Fisher Scientific TSQ Vantage, GC-EI-QQQ, UNKNOWN
unknown | gc orbitrap | unknown | ft | unknown | high | Thermo Fisher Scientific GC Orbitrap, GC-UNKNOWN-FT, HIGH
unknown | gc orbitrap | unknown | ft | unknown | high | Thermo Fisher Scientific GC Orbitrap, GC-UNKNOWN-FT, HIGH
unknown | tsq vantage | unknown | qqq | unknown | low | Thermo Fisher Scientific TSQ Vantage, LC-UNKNOWN-QQQ, LOW
unknown | lcq deca xp | unknown | qit | unknown | low | Thermo Fisher Scientific LCQ Deca XP, LC-UNKNOWN-QIT, LOW
unknown | gc orbitrap | gc | ft | ci | unknown | Thermo Fisher Scientific GC Orbitrap, GC-CI-FT, UNKNOWN
unknown | gc orbitrap | gc | ft | ei | unknown | Thermo Fisher Scientific GC Orbitrap, GC-EI-FT, UNKNOWN
unknown | gc orbitrap | gc | ft | apci | unknown | Thermo Fisher Scientific GC Orbitrap, GC-APCI-FT, UNKNOWN
unknown | tsq vantage | lc | qqq | ei | unknown | Thermo Fisher Scientific TSQ Vantage, LC-EI-QQQ, UNKNOWN
unknown | gc orbitrap | gc | unknown | unknown | unknown | Thermo Fisher Scientific GC Orbitrap, GC-UNKNOWN-FT, UNKNOWN
unknown | gc orbitrap | gc | unknown | unknown | unknown | Thermo Fisher Scientific GC Orbitrap, GC-UNKNOWN-FT, UNKNOWN
unknown | tsq vantage | lc | unknown | unknown | unknown | Thermo Fisher Scientific TSQ Vantage, LC-UNKNOWN-QQQ, UNKNOWN
unknown | gc orbitrap | gc | unknown | unknown | unknown | Thermo Fisher Scientific GC Orbitrap, GC-UNKNOWN-FT, UNKNOWN
unknown | lcq deca xp | lc | unknown | unknown | unknown | Thermo Fisher Scientific LCQ Deca XP, LC-UNKNOWN-QIT, UNKNOWN
unknown | tsq vantage | unknown | qqq | unknown | unknown | Thermo Fisher Scientific TSQ Vantage, LC-UNKNOWN-QQQ, UNKNOWN
unknown | lcq classic | lc | unknown | unknown | unknown | Thermo Fisher Scientific LCQ classic, LC-UNKNOWN-QIT, UNKNOWN
unknown | gc orbitrap | unknown | ft | unknown | unknown | Thermo Fisher Scientific GC Orbitrap, GC-UNKNOWN-FT, UNKNOWN
unknown | gc orbitrap | unknown | ft | unknown | unknown | Thermo Fisher Scientific GC Orbitrap, GC-UNKNOWN-FT, UNKNOWN
unknown | gc orbitrap | unknown | ft | unknown | unknown | Thermo Fisher Scientific GC Orbitrap, GC-UNKNOWN-FT, UNKNOWN
unknown | lcq classic | unknown | qit | unknown | low | Thermo Fisher Scientific LCQ classic, LC-UNKNOWN-QIT, LOW
unknown | gc orbitrap | unknown | unknown | ci | high | Thermo Fisher Scientific GC Orbitrap, GC-CI-FT, HIGH
unknown | gc orbitrap | unknown | unknown | ei | high | Thermo Fisher Scientific GC Orbitrap, GC-EI-FT, HIGH
unknown | gc orbitrap | unknown | unknown | apci | high | Thermo Fisher Scientific GC Orbitrap, LC-APCI-FT, HIGH
thermo | gc orbitrap | gc | unknown | ei | unknown | Thermo Fisher Scientific GC Orbitrap, GC-EI-FT, UNKNOWN
thermo | gc orbitrap | gc | unknown | apci | unknown | Thermo Fisher Scientific GC Orbitrap, GC-APCI-FT, UNKNOWN
thermo | tsq vantage | lc | unknown | ei | unknown | Thermo Fisher Scientific TSQ Vantage, LC-EI-QQQ, UNKNOWN
unknown | tsq vantage | unknown | unknown | ei | low | Thermo Fisher Scientific TSQ Vantage, GC-EI-QQQ, LOW
unknown | lcq deca xp | unknown | unknown | esi | low | Thermo Fisher Scientific LCQ Deca XP, LC-ESI-QIT, LOW
unknown | lcq classic | unknown | unknown | esi | low | Thermo Fisher Scientific LCQ classic, LC-ESI-QIT, LOW
thermo | gc orbitrap | gc | ft | unknown | unknown | Thermo Fisher Scientific GC Orbitrap, GC-UNKNOWN-FT, UNKNOWN
thermo | gc orbitrap | gc | ft | unknown | unknown | Thermo Fisher Scientific GC Orbitrap, GC-UNKNOWN-FT, UNKNOWN
thermo | gc orbitrap | gc | ft | unknown | unknown | Thermo Fisher Scientific GC Orbitrap, GC-UNKNOWN-FT, UNKNOWN
thermo | trace 1310 | gc | unknown | unknown | low | Thermo Fisher Scientific Trace 1310, GC-UNKNOWN-QQQ, LOW
unknown | trace 1310 | gc | qqq | ei | unknown | Thermo Fisher Scientific Trace 1310, GC-EI-QQQ, UNKNOWN
unknown | trace 1310 | gc | qqq | unknown | low | Thermo Fisher Scientific Trace 1310, GC-UNKNOWN-QQQ, LOW
thermo | trace 1310 | gc | qqq | ei | low | Thermo Fisher Scientific Trace 1310, GC-EI-QQQ, LOW
unknown | trace 1310 | gc | unknown | unknown | unknown | Thermo Fisher Scientific Trace 1310, GC-UNKNOWN-QQQ, UNKNOWN
unknown | trace 1310 | gc | unknown | ei | low | Thermo Fisher Scientific Trace 1310, GC-EI-QQQ, LOW
thermo | trace 1310 | gc | qqq | unknown | unknown | Thermo Fisher Scientific Trace 1310, GC-UNKNOWN-QQQ, UNKNOWN
unknown | trace 1310 | unknown | qqq | unknown | unknown | Thermo Fisher Scientific Trace 1310, GC-UNKNOWN-QQQ, UNKNOWN
unknown | trace 1310 | unknown | unknown | ei | unknown | Thermo Fisher Scientific Trace 1310, GC-EI-QQQ, UNKNOWN
unknown | trace 1310 | gc | unknown | unknown | low | Thermo Fisher Scientific Trace 1310, GC-UNKNOWN-QQQ, LOW
unknown | trace 1310 | unknown | qqq | unknown | low | Thermo Fisher Scientific Trace 1310, GC-UNKNOWN-QQQ, LOW
thermo | trace 1310 | gc | unknown | ei | unknown | Thermo Fisher Scientific Trace 1310, GC-EI-QQQ, UNKNOWN
thermo | trace 1310 | unknown | unknown | unknown | unknown | Thermo Fisher Scientific Trace 1310, GC-UNKNOWN-QQQ, UNKNOWN
unknown | trace 1310 | gc | qqq | ei | low | Thermo Fisher Scientific Trace 1310, GC-EI-QQQ, LOW
thermo | trace 1310 | unknown | unknown | unknown | low | Thermo Fisher Scientific Trace 1310, GC-UNKNOWN-QQQ, LOW
thermo | trace 1310 | unknown | unknown | ei | unknown | Thermo Fisher Scientific Trace 1310, GC-EI-QQQ, UNKNOWN
thermo | trace 1310 | unknown | qqq | unknown | low | Thermo Fisher Scientific Trace 1310, GC-UNKNOWN-QQQ, LOW
thermo | trace 1310 | unknown | qqq | unknown | unknown | Thermo Fisher Scientific Trace 1310, GC-UNKNOWN-QQQ, UNKNOWN
thermo | trace 1310 | gc | qqq | ei | unknown | Thermo Fisher Scientific Trace 1310, GC-EI-QQQ, UNKNOWN
unknown | trace 1310 | unknown | qqq | ei | low | Thermo Fisher Scientific Trace 1310, GC-EI-QQQ, LOW
thermo | trace 1310 | unknown | qqq | ei | unknown | Thermo Fisher Scientific Trace 1310, GC-EI-QQQ, UNKNOWN
unknown | trace 1310 | gc | qqq | unknown | unknown | Thermo Fisher Scientific Trace 1310, GC-UNKNOWN-QQQ, UNKNOWN
thermo | trace 1310 | gc | qqq | unknown | low | Thermo Fisher Scientific Trace 1310, GC-UNKNOWN-QQQ, LOW
unknown | trace 1310 | unknown | unknown | unknown | unknown | Thermo Fisher Scientific Trace 1310, GC-UNKNOWN-QQQ, UNKNOWN
thermo | trace 1310 | gc | unknown | ei | low | Thermo Fisher Scientific Trace 1310, GC-EI-QQQ, LOW
thermo | trace 1310 | gc | unknown | unknown | unknown | Thermo Fisher Scientific Trace 1310, GC-UNKNOWN-QQQ, UNKNOWN
unknown | trace 1310 | gc | unknown | ei | unknown | Thermo Fisher Scientific Trace 1310, GC-EI-QQQ, UNKNOWN
thermo | trace 1310 | unknown | unknown | ei | low | Thermo Fisher Scientific Trace 1310, GC-EI-QQQ, LOW
unknown | trace 1310 | unknown | unknown | ei | low | Thermo Fisher Scientific Trace 1310, GC-EI-QQQ, LOW
thermo | trace 1310 | unknown | qqq | ei | low | Thermo Fisher Scientific Trace 1310, GC-EI-QQQ, LOW
unknown | trace 1310 | unknown | unknown | unknown | low | Thermo Fisher Scientific Trace 1310, GC-UNKNOWN-QQQ, LOW
unknown | trace 1310 | unknown | qqq | ei | unknown | Thermo Fisher Scientific Trace 1310, GC-EI-QQQ, UNKNOWN
unknown | qexactive | lc | unknown | unknown | unknown | Thermo Fisher Scientific Q-Exactive, LC-UNKNOWN-ITFT, UNKNOWN
unknown | qexactive | lc | unknown | unknown | unknown | Thermo Fisher Scientific Q-Exactive, LC-UNKNOWN-ITFT, UNKNOWN
unknown | qexactive | lc | unknown | unknown | unknown | Thermo Fisher Scientific Q-Exactive, LC-UNKNOWN-ITFT, UNKNOWN
unknown | qexactive | lc | unknown | unknown | unknown | Thermo Fisher Scientific Q-Exactive, LC-UNKNOWN-ITFT, UNKNOWN
unknown | ltq ft xl | lc | unknown | unknown | unknown | Thermo Fisher Scientific LTQ FT XL, LC-UNKNOWN-ITFT, UNKNOWN
unknown | qexactive | unknown | itft | unknown | unknown | Thermo Fisher Scientific Q-Exactive, LC-UNKNOWN-ITFT, UNKNOWN
unknown | qexactive | unknown | qft | unknown | unknown | Thermo Fisher Scientific Q-Exactive, LC-UNKNOWN-QFT, UNKNOWN
unknown | qexactive | unknown | itft | unknown | unknown | Thermo Fisher Scientific Q-Exactive, LC-UNKNOWN-ITFT, UNKNOWN
thermo | qexactive | lc | itft | unknown | unknown | Thermo Fisher Scientific Q-Exactive, LC-UNKNOWN-ITFT, UNKNOWN
thermo | qexactive | lc | ft | unknown | unknown | Thermo Fisher Scientific Q-Exactive, LC-UNKNOWN-FT, UNKNOWN
unknown | ltq ft xl | lc | itft | esi | unknown | Thermo Fisher Scientific LTQ FT XL, LC-ESI-ITFT, UNKNOWN
unknown | ltq ft xl | unknown | unknown | unknown | unknown | Thermo Fisher Scientific LTQ FT XL, LC-UNKNOWN-ITFT, UNKNOWN
unknown | ltq ft xl | lc | itft | esi | high | Thermo Fisher Scientific LTQ FT XL, LC-ESI-ITFT, HIGH
unknown | ltq ft xl | unknown | itft | esi | unknown | Thermo Fisher Scientific LTQ FT XL, LC-ESI-ITFT, UNKNOWN
unknown | qexactive | lc | ft | esi | unknown | Thermo Fisher Scientific Q-Exactive, LC-ESI-FT, UNKNOWN
thermo | ltq ft xl | lc | unknown | esi | unknown | Thermo Fisher Scientific LTQ FT XL, LC-ESI-ITFT, UNKNOWN
unknown | qexactive | lc | itft | unknown | high | Thermo Fisher Scientific Q-Exactive, LC-UNKNOWN-ITFT, HIGH
unknown | qexactive | lc | qft | unknown | high | Thermo Fisher Scientific Q-Exactive, LC-UNKNOWN-QFT, HIGH
unknown | qexactive | lc | itft | unknown | high | Thermo Fisher Scientific Q-Exactive, LC-UNKNOWN-ITFT, HIGH
unknown | qexactive | lc | ft | unknown | high | Thermo Fisher Scientific Q-Exactive, LC-UNKNOWN-FT, HIGH
unknown | qexactive | unknown | itft | apci | unknown | Thermo Fisher Scientific Q-Exactive, LC-APCI-ITFT, UNKNOWN
unknown | qexactive | unknown | qft | esi | unknown | Thermo Fisher Scientific Q-Exactive, LC-ESI-QFT, UNKNOWN
unknown | qexactive | unknown | itft | esi | unknown | Thermo Fisher Scientific Q-Exactive, LC-ESI-ITFT, UNKNOWN
unknown | qexactive | unknown | ft | esi | unknown | Thermo Fisher Scientific Q-Exactive, LC-ESI-FT, UNKNOWN
thermo | qexactive | lc | unknown | esi | unknown | Thermo Fisher Scientific Q-Exactive, LC-ESI-ITFT, UNKNOWN
unknown | qexactive | unknown | itft | unknown | high | Thermo Fisher Scientific Q-Exactive, LC-UNKNOWN-ITFT, HIGH
thermo | ltq ft xl | lc | itft | unknown | unknown | Thermo Fisher Scientific LTQ FT XL, LC-UNKNOWN-ITFT, UNKNOWN
thermo | ltq ft xl | lc | itft | esi | high | Thermo Fisher Scientific LTQ FT XL, LC-ESI-ITFT, HIGH
unknown | qexactive | unknown | unknown | unknown | unknown | Thermo Fisher Scientific Q-Exactive, LC-UNKNOWN-ITFT, UNKNOWN
thermo | qexactive | unknown | unknown | unknown | unknown | Thermo Fisher Scientific Q-Exactive, LC-UNKNOWN-ITFT, UNKNOWN
thermo | ltq ft xl | unknown | unknown | unknown | unknown | Thermo Fisher Scientific LTQ FT XL, LC-UNKNOWN-ITFT, UNKNOWN
thermo | qexactive | unknown | unknown | unknown | unknown | Thermo Fisher Scientific Q-Exactive, LC-UNKNOWN-ITFT, UNKNOWN
unknown | qexactive | lc | unknown | unknown | high | Thermo Fisher Scientific Q-Exactive, LC-UNKNOWN-ITFT, HIGH
unknown | qexactive | lc | unknown | unknown | high | Thermo Fisher Scientific Q-Exactive, LC-UNKNOWN-ITFT, HIGH
unknown | qexactive | unknown | unknown | apci | unknown | Thermo Fisher Scientific Q-Exactive, LC-APCI-ITFT, UNKNOWN
unknown | qexactive | unknown | unknown | esi | unknown | Thermo Fisher Scientific Q-Exactive, LC-ESI-ITFT, UNKNOWN
unknown | ltq ft xl | unknown | unknown | esi | unknown | Thermo Fisher Scientific LTQ FT XL, LC-ESI-ITFT, UNKNOWN
thermo | qexactive | unknown | ft | esi | high | Thermo Fisher Scientific Q-Exactive, LC-ESI-FT, HIGH
unknown | ltq ft xl | unknown | itft | unknown | unknown | Thermo Fisher Scientific LTQ FT XL, LC-UNKNOWN-ITFT, UNKNOWN
thermo | qexactive | unknown | itft | esi | high | Thermo Fisher Scientific Q-Exactive, LC-ESI-ITFT, HIGH
unknown | qexactive | unknown | unknown | unknown | unknown | Thermo Fisher Scientific Q-Exactive, LC-UNKNOWN-ITFT, UNKNOWN
unknown | qexactive | unknown | unknown | unknown | unknown | Thermo Fisher Scientific Q-Exactive, LC-UNKNOWN-ITFT, UNKNOWN
thermo | qexactive | unknown | unknown | esi | high | Thermo Fisher Scientific Q-Exactive, LC-ESI-ITFT, HIGH
unknown | qexactive | unknown | unknown | unknown | unknown | Thermo Fisher Scientific Q-Exactive, LC-UNKNOWN-ITFT, UNKNOWN
unknown | qexactive | unknown | unknown | esi | high | Thermo Fisher Scientific Q-Exactive, LC-ESI-ITFT, HIGH
unknown | qexactive | unknown | unknown | apci | high | Thermo Fisher Scientific Q-Exactive, LC-APCI-ITFT, HIGH
unknown | qexactive | unknown | unknown | esi | high | Thermo Fisher Scientific Q-Exactive, LC-ESI-ITFT, HIGH
unknown | qexactive | unknown | unknown | esi | high | Thermo Fisher Scientific Q-Exactive, LC-ESI-ITFT, HIGH
thermo | qexactive | lc | qft | unknown | unknown | Thermo Fisher Scientific Q-Exactive, LC-UNKNOWN-QFT, UNKNOWN
thermo | qexactive | lc | itft | unknown | unknown | Thermo Fisher Scientific Q-Exactive, LC-UNKNOWN-ITFT, UNKNOWN
unknown | qexactive | unknown | ft | unknown | unknown | Thermo Fisher Scientific Q-Exactive, LC-UNKNOWN-FT, UNKNOWN
unknown | ltq ft xl | unknown | itft | unknown | high | Thermo Fisher Scientific LTQ FT XL, LC-UNKNOWN-ITFT, HIGH
thermo | qexactive | unknown | unknown | esi | high | Thermo Fisher Scientific Q-Exactive, LC-ESI-ITFT, HIGH
thermo | ltq ft xl | unknown | unknown | esi | high | Thermo Fisher Scientific LTQ FT XL, LC-ESI-ITFT, HIGH
unknown | qexactive | lc | unknown | esi | high | Thermo Fisher Scientific Q-Exactive, LC-ESI-ITFT, HIGH
thermo | qexactive | lc | unknown | unknown | high | Thermo Fisher Scientific Q-Exactive, LC-UNKNOWN-ITFT, HIGH
thermo | qexactive | lc | unknown | unknown | high | Thermo Fisher Scientific Q-Exactive, LC-UNKNOWN-ITFT, HIGH
thermo | qexactive | lc | unknown | unknown | high | Thermo Fisher Scientific Q-Exactive, LC-UNKNOWN-ITFT, HIGH
thermo | qexactive | unknown | qft | esi | high | Thermo Fisher Scientific Q-Exactive, LC-ESI-QFT, HIGH
thermo | qexactive | unknown | itft | apci | high | Thermo Fisher Scientific Q-Exactive, LC-APCI-ITFT, HIGH
unknown | qexactive | unknown | unknown | esi | unknown | Thermo Fisher Scientific Q-Exactive, LC-ESI-ITFT, UNKNOWN
thermo | ltq ft xl | unknown | itft | esi | high | Thermo Fisher Scientific LTQ FT XL, LC-ESI-ITFT, HIGH
unknown | ltq ft xl | lc | unknown | unknown | high | Thermo Fisher Scientific LTQ FT XL, LC-UNKNOWN-ITFT, HIGH
unknown | ltq ft xl | lc | itft | unknown | high | Thermo Fisher Scientific LTQ FT XL, LC-UNKNOWN-ITFT, HIGH
unknown | qexactive | lc | unknown | esi | high | Thermo Fisher Scientific Q-Exactive, LC-ESI-ITFT, HIGH
unknown | qexactive | lc | unknown | apci | high | Thermo Fisher Scientific Q-Exactive, LC-APCI-ITFT, HIGH
unknown | ltq ft xl | lc | unknown | esi | unknown | Thermo Fisher Scientific LTQ FT XL, LC-ESI-ITFT, UNKNOWN
unknown | ltq ft xl | lc | unknown | esi | high | Thermo Fisher Scientific LTQ FT XL, LC-ESI-ITFT, HIGH
thermo | qexactive | unknown | unknown | esi | high | Thermo Fisher Scientific Q-Exactive, LC-ESI-ITFT, HIGH
thermo | qexactive | lc | unknown | apci | high | Thermo Fisher Scientific Q-Exactive, LC-APCI-ITFT, HIGH
unknown | qexactive | lc | unknown | esi | high | Thermo Fisher Scientific Q-Exactive, LC-ESI-ITFT, HIGH
unknown | qexactive | lc | unknown | unknown | high | Thermo Fisher Scientific Q-Exactive, LC-UNKNOWN-ITFT, HIGH
thermo | qexactive | lc | unknown | esi | high | Thermo Fisher Scientific Q-Exactive, LC-ESI-ITFT, HIGH
unknown | ltq ft xl | unknown | unknown | unknown | high | Thermo Fisher Scientific LTQ FT XL, LC-UNKNOWN-ITFT, HIGH
thermo | ltq ft xl | lc | itft | unknown | high | Thermo Fisher Scientific LTQ FT XL, LC-UNKNOWN-ITFT, HIGH
thermo | qexactive | lc | unknown | unknown | unknown | Thermo Fisher Scientific Q-Exactive, LC-UNKNOWN-ITFT, UNKNOWN
thermo | qexactive | lc | unknown | unknown | unknown | Thermo Fisher Scientific Q-Exactive, LC-UNKNOWN-ITFT, UNKNOWN
thermo | qexactive | lc | unknown | esi | high | Thermo Fisher Scientific Q-Exactive, LC-ESI-ITFT, HIGH
thermo | qexactive | lc | unknown | esi | high | Thermo Fisher Scientific Q-Exactive, LC-ESI-ITFT, HIGH
thermo | ltq ft xl | lc | unknown | unknown | high | Thermo Fisher Scientific LTQ FT XL, LC-UNKNOWN-ITFT, HIGH
unknown | qexactive | lc | unknown | esi | unknown | Thermo Fisher Scientific Q-Exactive, LC-ESI-ITFT, UNKNOWN
thermo | qexactive | lc | unknown | unknown | unknown | Thermo Fisher Scientific Q-Exactive, LC-UNKNOWN-ITFT, UNKNOWN
thermo | qexactive | lc | unknown | unknown | unknown | Thermo Fisher Scientific Q-Exactive, LC-UNKNOWN-ITFT, UNKNOWN
unknown | qexactive | lc | unknown | esi | unknown | Thermo Fisher Scientific Q-Exactive, LC-ESI-ITFT, UNKNOWN
unknown | qexactive | unknown | unknown | unknown | high | Thermo Fisher Scientific Q-Exactive, LC-UNKNOWN-ITFT, HIGH
unknown | qexactive | unknown | unknown | unknown | high | Thermo Fisher Scientific Q-Exactive, LC-UNKNOWN-ITFT, HIGH
unknown | qexactive | unknown | unknown | unknown | high | Thermo Fisher Scientific Q-Exactive, LC-UNKNOWN-ITFT, HIGH
unknown | ltq ft xl | unknown | unknown | esi | high | Thermo Fisher Scientific LTQ FT XL, LC-ESI-ITFT, HIGH
thermo | qexactive | unknown | itft | unknown | high | Thermo Fisher Scientific Q-Exactive, LC-UNKNOWN-ITFT, HIGH
thermo | qexactive | unknown | ft | unknown | high | Thermo Fisher Scientific Q-Exactive, LC-UNKNOWN-FT, HIGH
thermo | qexactive | unknown | unknown | apci | high | Thermo Fisher Scientific Q-Exactive, LC-APCI-ITFT, HIGH
thermo | ltq ft xl | lc | unknown | esi | high | Thermo Fisher Scientific LTQ FT XL, LC-ESI-ITFT, HIGH
unknown | qexactive | unknown | unknown | unknown | high | Thermo Fisher Scientific Q-Exactive, LC-UNKNOWN-ITFT, HIGH
thermo | qexactive | lc | unknown | unknown | high | Thermo Fisher Scientific Q-Exactive, LC-UNKNOWN-ITFT, HIGH
unknown | qexactive | unknown | unknown | esi | unknown | Thermo Fisher Scientific Q-Exactive, LC-ESI-ITFT, UNKNOWN
unknown | qexactive | lc | unknown | unknown | high | Thermo Fisher Scientific Q-Exactive, LC-UNKNOWN-ITFT, HIGH
thermo | ltq ft xl | unknown | itft | unknown | high | Thermo Fisher Scientific LTQ FT XL, LC-UNKNOWN-ITFT, HIGH
thermo | ltq ft xl | lc | unknown | unknown | unknown | Thermo Fisher Scientific LTQ FT XL, LC-UNKNOWN-ITFT, UNKNOWN
thermo | qexactive | lc | ft | unknown | high | Thermo Fisher Scientific Q-Exactive, LC-UNKNOWN-FT, HIGH
thermo | qexactive | lc | itft | unknown | high | Thermo Fisher Scientific Q-Exactive, LC-UNKNOWN-ITFT, HIGH
thermo | qexactive | lc | itft | unknown | high | Thermo Fisher Scientific Q-Exactive, LC-UNKNOWN-ITFT, HIGH
thermo | qexactive | lc | qft | unknown | high | Thermo Fisher Scientific Q-Exactive, LC-UNKNOWN-QFT, HIGH
unknown | qexactive | lc | unknown | esi | unknown | Thermo Fisher Scientific Q-Exactive, LC-ESI-ITFT, UNKNOWN
unknown | qexactive | unknown | itft | apci | high | Thermo Fisher Scientific Q-Exactive, LC-APCI-ITFT, HIGH
thermo | qexactive | lc | itft | apci | high | Thermo Fisher Scientific Q-Exactive, LC-APCI-ITFT, HIGH
thermo | qexactive | lc | qft | esi | high | Thermo Fisher Scientific Q-Exactive, LC-ESI-QFT, HIGH
thermo | qexactive | lc | ft | esi | high | Thermo Fisher Scientific Q-Exactive, LC-ESI-FT, HIGH
thermo | qexactive | lc | itft | esi | high | Thermo Fisher Scientific Q-Exactive, LC-ESI-ITFT, HIGH
thermo | qexactive | unknown | qft | unknown | unknown | Thermo Fisher Scientific Q-Exactive, LC-UNKNOWN-QFT, UNKNOWN
thermo | qexactive | lc | ft | esi | unknown | Thermo Fisher Scientific Q-Exactive, LC-ESI-FT, UNKNOWN
thermo | qexactive | unknown | qft | unknown | high | Thermo Fisher Scientific Q-Exactive, LC-UNKNOWN-QFT, HIGH
thermo | qexactive | unknown | itft | unknown | high | Thermo Fisher Scientific Q-Exactive, LC-UNKNOWN-ITFT, HIGH
unknown | qexactive | lc | itft | unknown | unknown | Thermo Fisher Scientific Q-Exactive, LC-UNKNOWN-ITFT, UNKNOWN
unknown | qexactive | lc | qft | unknown | unknown | Thermo Fisher Scientific Q-Exactive, LC-UNKNOWN-QFT, UNKNOWN
unknown | qexactive | lc | itft | unknown | unknown | Thermo Fisher Scientific Q-Exactive, LC-UNKNOWN-ITFT, UNKNOWN
unknown | qexactive | lc | ft | unknown | unknown | Thermo Fisher Scientific Q-Exactive, LC-UNKNOWN-FT, UNKNOWN
thermo | qexactive | unknown | itft | unknown | unknown | Thermo Fisher Scientific Q-Exactive, LC-UNKNOWN-ITFT, UNKNOWN
thermo | qexactive | unknown | ft | unknown | unknown | Thermo Fisher Scientific Q-Exactive, LC-UNKNOWN-FT, UNKNOWN
thermo | qexactive | lc | itft | apci | unknown | Thermo Fisher Scientific Q-Exactive, LC-APCI-ITFT, UNKNOWN
unknown | qexactive | lc | unknown | apci | unknown | Thermo Fisher Scientific Q-Exactive, LC-APCI-ITFT, UNKNOWN
thermo | qexactive | lc | qft | esi | unknown | Thermo Fisher Scientific Q-Exactive, LC-ESI-QFT, UNKNOWN
unknown | ltq ft xl | unknown | itft | esi | high | Thermo Fisher Scientific LTQ FT XL, LC-ESI-ITFT, HIGH
unknown | qexactive | unknown | qft | esi | high | Thermo Fisher Scientific Q-Exactive, LC-ESI-QFT, HIGH
unknown | qexactive | unknown | itft | esi | high | Thermo Fisher Scientific Q-Exactive, LC-ESI-ITFT, HIGH
unknown | qexactive | unknown | ft | esi | high | Thermo Fisher Scientific Q-Exactive, LC-ESI-FT, HIGH
thermo | ltq ft xl | lc | itft | esi | unknown | Thermo Fisher Scientific LTQ FT XL, LC-ESI-ITFT, UNKNOWN
thermo | ltq ft xl | unknown | itft | esi | unknown | Thermo Fisher Scientific LTQ FT XL, LC-ESI-ITFT, UNKNOWN
thermo | qexactive | unknown | itft | unknown | unknown | Thermo Fisher Scientific Q-Exactive, LC-UNKNOWN-ITFT, UNKNOWN
thermo | ltq ft xl | unknown | unknown | unknown | high | Thermo Fisher Scientific LTQ FT XL, LC-UNKNOWN-ITFT, HIGH
thermo | qexactive | unknown | unknown | esi | unknown | Thermo Fisher Scientific Q-Exactive, LC-ESI-ITFT, UNKNOWN
thermo | qexactive | unknown | unknown | esi | unknown | Thermo Fisher Scientific Q-Exactive, LC-ESI-ITFT, UNKNOWN
thermo | qexactive | unknown | unknown | esi | unknown | Thermo Fisher Scientific Q-Exactive, LC-ESI-ITFT, UNKNOWN
thermo | ltq ft xl | unknown | itft | unknown | unknown | Thermo Fisher Scientific LTQ FT XL, LC-UNKNOWN-ITFT, UNKNOWN
thermo | qexactive | unknown | unknown | apci | unknown | Thermo Fisher Scientific Q-Exactive, LC-APCI-ITFT, UNKNOWN
thermo | qexactive | lc | itft | esi | unknown | Thermo Fisher Scientific Q-Exactive, LC-ESI-ITFT, UNKNOWN
thermo | qexactive | unknown | ft | esi | unknown | Thermo Fisher Scientific Q-Exactive, LC-ESI-FT, UNKNOWN
unknown | ltq ft xl | lc | itft | unknown | unknown | Thermo Fisher Scientific LTQ FT XL, LC-UNKNOWN-ITFT, UNKNOWN
thermo | ltq ft xl | unknown | unknown | esi | unknown | Thermo Fisher Scientific LTQ FT XL, LC-ESI-ITFT, UNKNOWN
thermo | qexactive | unknown | unknown | unknown | high | Thermo Fisher Scientific Q-Exactive, LC-UNKNOWN-ITFT, HIGH
thermo | qexactive | unknown | unknown | unknown | high | Thermo Fisher Scientific Q-Exactive, LC-UNKNOWN-ITFT, HIGH
thermo | qexactive | unknown | unknown | unknown | high | Thermo Fisher Scientific Q-Exactive, LC-UNKNOWN-ITFT, HIGH
thermo | qexactive | unknown | itft | esi | unknown | Thermo Fisher Scientific Q-Exactive, LC-ESI-ITFT, UNKNOWN
thermo | qexactive | unknown | qft | esi | unknown | Thermo Fisher Scientific Q-Exactive, LC-ESI-QFT, UNKNOWN
thermo | qexactive | unknown | itft | apci | unknown | Thermo Fisher Scientific Q-Exactive, LC-APCI-ITFT, UNKNOWN
unknown | qexactive | lc | ft | esi | high | Thermo Fisher Scientific Q-Exactive, LC-ESI-FT, HIGH
unknown | qexactive | lc | itft | esi | high | Thermo Fisher Scientific Q-Exactive, LC-ESI-ITFT, HIGH
thermo | qexactive | unknown | unknown | unknown | high | Thermo Fisher Scientific Q-Exactive, LC-UNKNOWN-ITFT, HIGH
unknown | qexactive | lc | itft | apci | high | Thermo Fisher Scientific Q-Exactive, LC-APCI-ITFT, HIGH
thermo | qexactive | unknown | unknown | unknown | unknown | Thermo Fisher Scientific Q-Exactive, LC-UNKNOWN-ITFT, UNKNOWN
unknown | qexactive | unknown | qft | unknown | high | Thermo Fisher Scientific Q-Exactive, LC-UNKNOWN-QFT, HIGH
unknown | qexactive | lc | qft | esi | high | Thermo Fisher Scientific Q-Exactive, LC-ESI-QFT, HIGH
thermo | qexactive | unknown | unknown | unknown | unknown | Thermo Fisher Scientific Q-Exactive, LC-UNKNOWN-ITFT, UNKNOWN
unknown | qexactive | unknown | ft | unknown | high | Thermo Fisher Scientific Q-Exactive, LC-UNKNOWN-FT, HIGH
unknown | qexactive | unknown | itft | unknown | high | Thermo Fisher Scientific Q-Exactive, LC-UNKNOWN-ITFT, HIGH
thermo | qexactive | lc | unknown | esi | unknown | Thermo Fisher Scientific Q-Exactive, LC-ESI-ITFT, UNKNOWN
thermo | qexactive | lc | unknown | apci | unknown | Thermo Fisher Scientific Q-Exactive, LC-APCI-ITFT, UNKNOWN
unknown | qexactive | lc | itft | apci | unknown | Thermo Fisher Scientific Q-Exactive, LC-APCI-ITFT, UNKNOWN
unknown | qexactive | lc | qft | esi | unknown | Thermo Fisher Scientific Q-Exactive, LC-ESI-QFT, UNKNOWN
unknown | qexactive | lc | itft | esi | unknown | Thermo Fisher Scientific Q-Exactive, LC-ESI-ITFT, UNKNOWN
thermo | qexactive | lc | unknown | esi | unknown | Thermo Fisher Scientific Q-Exactive, LC-ESI-ITFT, UNKNOWN
thermo | tsq 7000 | lc | unknown | unknown | low | Thermo Fisher Scientific TSQ 7000, LC-UNKNOWN-QQQ, LOW
thermo | orbitrap | lc | unknown | esi | unknown | Thermo Fisher Scientific Orbitrap, LC-ESI-FT, UNKNOWN
thermo | orbitrap | lc | unknown | apci | unknown | Thermo Fisher Scientific Orbitrap, LC-APCI-FT, UNKNOWN
unknown | tsq 7000 | unknown | qqq | unknown | low | Thermo Fisher Scientific TSQ 7000, LC-UNKNOWN-QQQ, LOW
unknown | lcq deca | unknown | qit | unknown | low | Thermo Fisher Scientific LCQ Deca, LC-UNKNOWN-QIT, LOW
unknown | tsq 7000 | lc | qqq | ei | low | Thermo Fisher Scientific TSQ 7000, LC-EI-QQQ, LOW
unknown | orbitrap | lc | itft | esi | high | Thermo Fisher Scientific Orbitrap, LC-ESI-ITFT, HIGH
unknown | orbitrap | lc | ft | esi | high | Thermo Fisher Scientific Orbitrap, LC-ESI-FT, HIGH
unknown | orbitrap | lc | ft | apci | high | Thermo Fisher Scientific Orbitrap, LC-APCI-FT, HIGH
unknown | orbitrap | unknown | unknown | unknown | unknown | Thermo Fisher Scientific Orbitrap, LC-UNKNOWN-FT, UNKNOWN
unknown | orbitrap | unknown | unknown | unknown | unknown | Thermo Fisher Scientific Orbitrap, LC-UNKNOWN-FT, UNKNOWN
unknown | orbitrap | unknown | unknown | unknown | unknown | Thermo Fisher Scientific Orbitrap, LC-UNKNOWN-FT, UNKNOWN
thermo | tsq 7000 | unknown | unknown | unknown | unknown | Thermo Fisher Scientific TSQ 7000, LC-UNKNOWN-QQQ, UNKNOWN
thermo | orbitrap | unknown | unknown | unknown | high | Thermo Fisher Scientific Orbitrap, LC-UNKNOWN-FT, HIGH
thermo | tsq 7000 | unknown | unknown | unknown | low | Thermo Fisher Scientific TSQ 7000, LC-UNKNOWN-QQQ, LOW
thermo | lcq deca | unknown | unknown | esi | unknown | Thermo Fisher Scientific LCQ Deca, LC-ESI-QIT, UNKNOWN
thermo | tsq 7000 | unknown | unknown | ei | unknown | Thermo Fisher Scientific TSQ 7000, GC-EI-QQQ, UNKNOWN
thermo | orbitrap | unknown | itft | esi | unknown | Thermo Fisher Scientific Orbitrap, LC-ESI-ITFT, UNKNOWN
thermo | orbitrap | unknown | ft | esi | unknown | Thermo Fisher Scientific Orbitrap, LC-ESI-FT, UNKNOWN
thermo | orbitrap | unknown | ft | apci | unknown | Thermo Fisher Scientific Orbitrap, LC-APCI-FT, UNKNOWN
thermo | orbitrap | unknown | unknown | esi | unknown | Thermo Fisher Scientific Orbitrap, LC-ESI-FT, UNKNOWN
thermo | orbitrap | unknown | unknown | esi | unknown | Thermo Fisher Scientific Orbitrap, LC-ESI-FT, UNKNOWN
unknown | tsq 7000 | lc | qqq | unknown | unknown | Thermo Fisher Scientific TSQ 7000, LC-UNKNOWN-QQQ, UNKNOWN
unknown | orbitrap | lc | itft | unknown | unknown | Thermo Fisher Scientific Orbitrap, LC-UNKNOWN-ITFT, UNKNOWN
unknown | orbitrap | lc | ft | unknown | unknown | Thermo Fisher Scientific Orbitrap, LC-UNKNOWN-FT, UNKNOWN
unknown | lcq deca | unknown | qit | esi | low | Thermo Fisher Scientific LCQ Deca, LC-ESI-QIT, LOW
thermo | tsq 7000 | unknown | qqq | ei | unknown | Thermo Fisher Scientific TSQ 7000, GC-EI-QQQ, UNKNOWN
thermo | lcq deca | unknown | unknown | unknown | low | Thermo Fisher Scientific LCQ Deca, LC-UNKNOWN-QIT, LOW
thermo | orbitrap | unknown | unknown | unknown | high | Thermo Fisher Scientific Orbitrap, LC-UNKNOWN-FT, HIGH
thermo | orbitrap | unknown | unknown | unknown | high | Thermo Fisher Scientific Orbitrap, LC-UNKNOWN-FT, HIGH
thermo | orbitrap | unknown | unknown | apci | unknown | Thermo Fisher Scientific Orbitrap, LC-APCI-FT, UNKNOWN
thermo | lcq deca | unknown | qit | unknown | unknown | Thermo Fisher Scientific LCQ Deca, LC-UNKNOWN-QIT, UNKNOWN
thermo | orbitrap | unknown | itft | unknown | unknown | Thermo Fisher Scientific Orbitrap, LC-UNKNOWN-ITFT, UNKNOWN
thermo | orbitrap | unknown | ft | unknown | unknown | Thermo Fisher Scientific Orbitrap, LC-UNKNOWN-FT, UNKNOWN
thermo | orbitrap | unknown | ft | unknown | unknown | Thermo Fisher Scientific Orbitrap, LC-UNKNOWN-FT, UNKNOWN
unknown | tsq 7000 | unknown | qqq | ei | low | Thermo Fisher Scientific TSQ 7000, GC-EI-QQQ, LOW
unknown | orbitrap | lc | ft | unknown | unknown | Thermo Fisher Scientific Orbitrap, LC-UNKNOWN-FT, UNKNOWN
unknown | orbitrap | unknown | itft | esi | high | Thermo Fisher Scientific Orbitrap, LC-ESI-ITFT, HIGH
unknown | orbitrap | unknown | ft | esi | high | Thermo Fisher Scientific Orbitrap, LC-ESI-FT, HIGH
unknown | orbitrap | unknown | ft | apci | high | Thermo Fisher Scientific Orbitrap, LC-APCI-FT, HIGH
thermo | orbitrap | lc | unknown | unknown | high | Thermo Fisher Scientific Orbitrap, LC-UNKNOWN-FT, HIGH
thermo | tsq 7000 | lc | qqq | ei | unknown | Thermo Fisher Scientific TSQ 7000, LC-EI-QQQ, UNKNOWN
thermo | lcq deca | lc | qit | esi | unknown | Thermo Fisher Scientific LCQ Deca, LC-ESI-QIT, UNKNOWN
thermo | lcq deca | unknown | qit | esi | unknown | Thermo Fisher Scientific LCQ Deca, LC-ESI-QIT, UNKNOWN
thermo | orbitrap | lc | itft | esi | unknown | Thermo Fisher Scientific Orbitrap, LC-ESI-ITFT, UNKNOWN
thermo | orbitrap | lc | ft | esi | unknown | Thermo Fisher Scientific Orbitrap, LC-ESI-FT, UNKNOWN
thermo | orbitrap | lc | ft | apci | unknown | Thermo Fisher Scientific Orbitrap, LC-APCI-FT, UNKNOWN
thermo | orbitrap | lc | unknown | unknown | unknown | Thermo Fisher Scientific Orbitrap, LC-UNKNOWN-FT, UNKNOWN
thermo | orbitrap | lc | unknown | unknown | unknown | Thermo Fisher Scientific Orbitrap, LC-UNKNOWN-FT, UNKNOWN
thermo | tsq 7000 | unknown | qqq | unknown | unknown | Thermo Fisher Scientific TSQ 7000, LC-UNKNOWN-QQQ, UNKNOWN
thermo | tsq 7000 | unknown | qqq | unknown | low | Thermo Fisher Scientific TSQ 7000, LC-UNKNOWN-QQQ, LOW
thermo | orbitrap | unknown | itft | unknown | high | Thermo Fisher Scientific Orbitrap, LC-UNKNOWN-ITFT, HIGH
thermo | tsq 7000 | lc | qqq | unknown | low | Thermo Fisher Scientific TSQ 7000, LC-UNKNOWN-QQQ, LOW
thermo | lcq deca | lc | unknown | unknown | unknown | Thermo Fisher Scientific LCQ Deca, LC-UNKNOWN-QIT, UNKNOWN
thermo | orbitrap | lc | unknown | unknown | unknown | Thermo Fisher Scientific Orbitrap, LC-UNKNOWN-FT, UNKNOWN
thermo | orbitrap | lc | itft | unknown | high | Thermo Fisher Scientific Orbitrap, LC-UNKNOWN-ITFT, HIGH
thermo | orbitrap | lc | ft | unknown | high | Thermo Fisher Scientific Orbitrap, LC-UNKNOWN-FT, HIGH
unknown | tsq 7000 | lc | unknown | ei | unknown | Thermo Fisher Scientific TSQ 7000, LC-EI-QQQ, UNKNOWN
unknown | lcq deca | lc | qit | unknown | unknown | Thermo Fisher Scientific LCQ Deca, LC-UNKNOWN-QIT, UNKNOWN
thermo | orbitrap | lc | itft | esi | high | Thermo Fisher Scientific Orbitrap, LC-ESI-ITFT, HIGH
thermo | orbitrap | lc | ft | esi | high | Thermo Fisher Scientific Orbitrap, LC-ESI-FT, HIGH
thermo | orbitrap | lc | ft | apci | high | Thermo Fisher Scientific Orbitrap, LC-APCI-FT, HIGH
unknown | tsq 7000 | unknown | unknown | unknown | unknown | Thermo Fisher Scientific TSQ 7000, LC-UNKNOWN-QQQ, UNKNOWN
thermo | orbitrap | lc | ft | unknown | high | Thermo Fisher Scientific Orbitrap, LC-UNKNOWN-FT, HIGH
thermo | tsq 7000 | lc | unknown | unknown | unknown | Thermo Fisher Scientific TSQ 7000, LC-UNKNOWN-QQQ, UNKNOWN
thermo | lcq deca | lc | qit | unknown | low | Thermo Fisher Scientific LCQ Deca, LC-UNKNOWN-QIT, LOW
unknown | lcq deca | unknown | unknown | unknown | low | Thermo Fisher Scientific LCQ Deca, LC-UNKNOWN-QIT, LOW
thermo | orbitrap | lc | unknown | unknown | high | Thermo Fisher Scientific Orbitrap, LC-UNKNOWN-FT, HIGH
thermo | orbitrap | lc | unknown | unknown | high | Thermo Fisher Scientific Orbitrap, LC-UNKNOWN-FT, HIGH
thermo | lcq deca | lc | unknown | esi | unknown | Thermo Fisher Scientific LCQ Deca, LC-ESI-QIT, UNKNOWN
unknown | lcq deca | lc | unknown | esi | unknown | Thermo Fisher Scientific LCQ Deca, LC-ESI-QIT, UNKNOWN
unknown | orbitrap | lc | unknown | esi | unknown | Thermo Fisher Scientific Orbitrap, LC-ESI-FT, UNKNOWN
unknown | lcq deca | lc | unknown | esi | low | Thermo Fisher Scientific LCQ Deca, LC-ESI-QIT, LOW
unknown | orbitrap | lc | unknown | esi | unknown | Thermo Fisher Scientific Orbitrap, LC-ESI-FT, UNKNOWN
unknown | orbitrap | unknown | unknown | esi | high | Thermo Fisher Scientific Orbitrap, LC-ESI-FT, HIGH
unknown | orbitrap | lc | unknown | apci | unknown | Thermo Fisher Scientific Orbitrap, LC-APCI-FT, UNKNOWN
unknown | orbitrap | unknown | unknown | unknown | high | Thermo Fisher Scientific Orbitrap, LC-UNKNOWN-FT, HIGH
unknown | orbitrap | unknown | unknown | unknown | high | Thermo Fisher Scientific Orbitrap, LC-UNKNOWN-FT, HIGH
unknown | orbitrap | unknown | unknown | unknown | high | Thermo Fisher Scientific Orbitrap, LC-UNKNOWN-FT, HIGH
thermo | tsq 7000 | lc | unknown | ei | low | Thermo Fisher Scientific TSQ 7000, LC-EI-QQQ, LOW
thermo | lcq deca | unknown | qit | unknown | low | Thermo Fisher Scientific LCQ Deca, LC-UNKNOWN-QIT, LOW
thermo | tsq 7000 | unknown | unknown | ei | low | Thermo Fisher Scientific TSQ 7000, GC-EI-QQQ, LOW
thermo | orbitrap | unknown | ft | unknown | high | Thermo Fisher Scientific Orbitrap, LC-UNKNOWN-FT, HIGH
thermo | orbitrap | unknown | ft | unknown | high | Thermo Fisher Scientific Orbitrap, LC-UNKNOWN-FT, HIGH
unknown | orbitrap | lc | unknown | unknown | high | Thermo Fisher Scientific Orbitrap, LC-UNKNOWN-FT, HIGH
unknown | lcq deca | unknown | unknown | esi | low | Thermo Fisher Scientific LCQ Deca, LC-ESI-QIT, LOW
unknown | tsq 7000 | unknown | unknown | ei | low | Thermo Fisher Scientific TSQ 7000, GC-EI-QQQ, LOW
unknown | orbitrap | lc | unknown | unknown | high | Thermo Fisher Scientific Orbitrap, LC-UNKNOWN-FT, HIGH
unknown | lcq deca | lc | qit | unknown | low | Thermo Fisher Scientific LCQ Deca, LC-UNKNOWN-QIT, LOW
unknown | orbitrap | lc | unknown | esi | high | Thermo Fisher Scientific Orbitrap, LC-ESI-FT, HIGH
unknown | orbitrap | lc | unknown | esi | high | Thermo Fisher Scientific Orbitrap, LC-ESI-FT, HIGH
unknown | orbitrap | lc | unknown | apci | high | Thermo Fisher Scientific Orbitrap, LC-APCI-FT, HIGH
thermo | lcq deca | lc | unknown | unknown | low | Thermo Fisher Scientific LCQ Deca, LC-UNKNOWN-QIT, LOW
thermo | orbitrap | lc | unknown | esi | high | Thermo Fisher Scientific Orbitrap, LC-ESI-FT, HIGH
thermo | orbitrap | lc | unknown | esi | high | Thermo Fisher Scientific Orbitrap, LC-ESI-FT, HIGH
thermo | orbitrap | lc | unknown | apci | high | Thermo Fisher Scientific Orbitrap, LC-APCI-FT, HIGH
thermo | lcq deca | lc | unknown | esi | low | Thermo Fisher Scientific LCQ Deca, LC-ESI-QIT, LOW
thermo | tsq 7000 | unknown | qqq | ei | low | Thermo Fisher Scientific TSQ 7000, GC-EI-QQQ, LOW
unknown | tsq 7000 | unknown | unknown | unknown | low | Thermo Fisher Scientific TSQ 7000, LC-UNKNOWN-QQQ, LOW
thermo | orbitrap | unknown | itft | esi | high | Thermo Fisher Scientific Orbitrap, LC-ESI-ITFT, HIGH
unknown | lcq deca | lc | unknown | unknown | low | Thermo Fisher Scientific LCQ Deca, LC-UNKNOWN-QIT, LOW
unknown | orbitrap | lc | itft | unknown | high | Thermo Fisher Scientific Orbitrap, LC-UNKNOWN-ITFT, HIGH
unknown | orbitrap | lc | ft | unknown | high | Thermo Fisher Scientific Orbitrap, LC-UNKNOWN-FT, HIGH
unknown | orbitrap | lc | ft | unknown | high | Thermo Fisher Scientific Orbitrap, LC-UNKNOWN-FT, HIGH
thermo | tsq 7000 | lc | unknown | ei | unknown | Thermo Fisher Scientific TSQ 7000, LC-EI-QQQ, UNKNOWN
unknown | tsq 7000 | lc | unknown | ei | low | Thermo Fisher Scientific TSQ 7000, LC-EI-QQQ, LOW
unknown | tsq 7000 | lc | unknown | unknown | low | Thermo Fisher Scientific TSQ 7000, LC-UNKNOWN-QQQ, LOW
unknown | orbitrap | lc | unknown | unknown | high | Thermo Fisher Scientific Orbitrap, LC-UNKNOWN-FT, HIGH
thermo | orbitrap | unknown | ft | esi | high | Thermo Fisher Scientific Orbitrap, LC-ESI-FT, HIGH
thermo | orbitrap | unknown | ft | apci | high | Thermo Fisher Scientific Orbitrap, LC-APCI-FT, HIGH
unknown | lcq deca | unknown | unknown | esi | unknown | Thermo Fisher Scientific LCQ Deca, LC-ESI-QIT, UNKNOWN
unknown | tsq 7000 | unknown | unknown | ei | unknown | Thermo Fisher Scientific TSQ 7000, GC-EI-QQQ, UNKNOWN
unknown | lcq deca | unknown | qit | unknown | unknown | Thermo Fisher Scientific LCQ Deca, LC-UNKNOWN-QIT, UNKNOWN
unknown | orbitrap | unknown | unknown | esi | unknown | Thermo Fisher Scientific Orbitrap, LC-ESI-FT, UNKNOWN
unknown | orbitrap | unknown | unknown | esi | unknown | Thermo Fisher Scientific Orbitrap, LC-ESI-FT, UNKNOWN
unknown | orbitrap | unknown | unknown | apci | unknown | Thermo Fisher Scientific Orbitrap, LC-APCI-FT, UNKNOWN
thermo | orbitrap | lc | unknown | esi | unknown | Thermo Fisher Scientific Orbitrap, LC-ESI-FT, UNKNOWN
unknown | orbitrap | unknown | unknown | esi | high | Thermo Fisher Scientific Orbitrap, LC-ESI-FT, HIGH
unknown | orbitrap | unknown | unknown | apci | high | Thermo Fisher Scientific Orbitrap, LC-APCI-FT, HIGH
unknown | orbitrap | unknown | itft | unknown | high | Thermo Fisher Scientific Orbitrap, LC-UNKNOWN-ITFT, HIGH
unknown | orbitrap | unknown | ft | unknown | high | Thermo Fisher Scientific Orbitrap, LC-UNKNOWN-FT, HIGH
unknown | orbitrap | unknown | ft | unknown | high | Thermo Fisher Scientific Orbitrap, LC-UNKNOWN-FT, HIGH
unknown | orbitrap | unknown | ft | apci | unknown | Thermo Fisher Scientific Orbitrap, LC-APCI-FT, UNKNOWN
unknown | lcq deca | unknown | unknown | unknown | unknown | Thermo Fisher Scientific LCQ Deca, LC-UNKNOWN-QIT, UNKNOWN
thermo | lcq deca | unknown | unknown | esi | low | Thermo Fisher Scientific LCQ Deca, LC-ESI-QIT, LOW
thermo | lcq deca | unknown | qit | esi | low | Thermo Fisher Scientific LCQ Deca, LC-ESI-QIT, LOW
unknown | orbitrap | unknown | itft | unknown | unknown | Thermo Fisher Scientific Orbitrap, LC-UNKNOWN-ITFT, UNKNOWN
thermo | tsq 7000 | lc | qqq | unknown | unknown | Thermo Fisher Scientific TSQ 7000, LC-UNKNOWN-QQQ, UNKNOWN
unknown | orbitrap | unknown | ft | unknown | unknown | Thermo Fisher Scientific Orbitrap, LC-UNKNOWN-FT, UNKNOWN
unknown | orbitrap | unknown | ft | unknown | unknown | Thermo Fisher Scientific Orbitrap, LC-UNKNOWN-FT, UNKNOWN
unknown | tsq 7000 | unknown | qqq | unknown | unknown | Thermo Fisher Scientific TSQ 7000, LC-UNKNOWN-QQQ, UNKNOWN
unknown | orbitrap | lc | unknown | unknown | unknown | Thermo Fisher Scientific Orbitrap, LC-UNKNOWN-FT, UNKNOWN
unknown | lcq deca | lc | unknown | unknown | unknown | Thermo Fisher Scientific LCQ Deca, LC-UNKNOWN-QIT, UNKNOWN
thermo | lcq deca | lc | qit | unknown | unknown | Thermo Fisher Scientific LCQ Deca, LC-UNKNOWN-QIT, UNKNOWN
thermo | orbitrap | lc | itft | unknown | unknown | Thermo Fisher Scientific Orbitrap, LC-UNKNOWN-ITFT, UNKNOWN
thermo | orbitrap | lc | ft | unknown | unknown | Thermo Fisher Scientific Orbitrap, LC-UNKNOWN-FT, UNKNOWN
thermo | orbitrap | lc | ft | unknown | unknown | Thermo Fisher Scientific Orbitrap, LC-UNKNOWN-FT, UNKNOWN
unknown | orbitrap | lc | unknown | unknown | unknown | Thermo Fisher Scientific Orbitrap, LC-UNKNOWN-FT, UNKNOWN
unknown | lcq deca | lc | qit | esi | unknown | Thermo Fisher Scientific LCQ Deca, LC-ESI-QIT, UNKNOWN
unknown | lcq deca | lc | qit | esi | low | Thermo Fisher Scientific LCQ Deca, LC-ESI-QIT, LOW
unknown | tsq 7000 | lc | qqq | unknown | low | Thermo Fisher Scientific TSQ 7000, LC-UNKNOWN-QQQ, LOW
unknown | tsq 7000 | unknown | qqq | ei | unknown | Thermo Fisher Scientific TSQ 7000, GC-EI-QQQ, UNKNOWN
unknown | orbitrap | unknown | ft | esi | unknown | Thermo Fisher Scientific Orbitrap, LC-ESI-FT, UNKNOWN
unknown | orbitrap | lc | unknown | unknown | unknown | Thermo Fisher Scientific Orbitrap, LC-UNKNOWN-FT, UNKNOWN
thermo | orbitrap | unknown | unknown | esi | high | Thermo Fisher Scientific Orbitrap, LC-ESI-FT, HIGH
thermo | orbitrap | unknown | unknown | esi | high | Thermo Fisher Scientific Orbitrap, LC-ESI-FT, HIGH
thermo | orbitrap | unknown | unknown | apci | high | Thermo Fisher Scientific Orbitrap, LC-APCI-FT, HIGH
unknown | tsq 7000 | lc | unknown | unknown | unknown | Thermo Fisher Scientific TSQ 7000, LC-UNKNOWN-QQQ, UNKNOWN
thermo | lcq deca | unknown | unknown | unknown | unknown | Thermo Fisher Scientific LCQ Deca, LC-UNKNOWN-QIT, UNKNOWN
thermo | orbitrap | unknown | unknown | unknown | unknown | Thermo Fisher Scientific Orbitrap, LC-UNKNOWN-FT, UNKNOWN
thermo | orbitrap | unknown | unknown | unknown | unknown | Thermo Fisher Scientific Orbitrap, LC-UNKNOWN-FT, UNKNOWN
thermo | orbitrap | unknown | unknown | unknown | unknown | Thermo Fisher Scientific Orbitrap, LC-UNKNOWN-FT, UNKNOWN
thermo | tsq 7000 | lc | qqq | ei | low | Thermo Fisher Scientific TSQ 7000, LC-EI-QQQ, LOW
thermo | lcq deca | lc | qit | esi | low | Thermo Fisher Scientific LCQ Deca, LC-ESI-QIT, LOW
unknown | tsq 7000 | lc | qqq | ei | unknown | Thermo Fisher Scientific TSQ 7000, LC-EI-QQQ, UNKNOWN
unknown | lcq deca | unknown | qit | esi | unknown | Thermo Fisher Scientific LCQ Deca, LC-ESI-QIT, UNKNOWN
unknown | orbitrap | lc | itft | esi | unknown | Thermo Fisher Scientific Orbitrap, LC-ESI-ITFT, UNKNOWN
unknown | orbitrap | lc | ft | esi | unknown | Thermo Fisher Scientific Orbitrap, LC-ESI-FT, UNKNOWN
unknown | orbitrap | lc | ft | apci | unknown | Thermo Fisher Scientific Orbitrap, LC-APCI-FT, UNKNOWN
unknown | orbitrap | unknown | itft | esi | unknown | Thermo Fisher Scientific Orbitrap, LC-ESI-ITFT, UNKNOWN
thermo | unknown | unknown | unknown | unknown | unknown | Thermo Fisher Scientific instrument, UNKNOWN, UNKNOWN
thermo | unknown | unknown | unknown | unknown | unknown | Thermo Fisher Scientific instrument, UNKNOWN, UNKNOWN
thermo | unknown | unknown | unknown | unknown | unknown | Thermo Fisher Scientific instrument, UNKNOWN, UNKNOWN
thermo | unknown | unknown | unknown | unknown | unknown | Thermo Fisher Scientific instrument, UNKNOWN, UNKNOWN
thermo | lcq duo | lc | qit | esi | high | Thermo Fisher Scientific LCQ Duo, LC-ESI-QIT, HIGH
thermo | unknown | unknown | unknown | unknown | unknown | Thermo Fisher Scientific instrument, UNKNOWN, UNKNOWN
thermo | unknown | unknown | unknown | unknown | unknown | Thermo Fisher Scientific instrument, UNKNOWN, UNKNOWN
thermo | unknown | unknown | unknown | unknown | unknown | Thermo Fisher Scientific instrument, UNKNOWN, UNKNOWN
thermo | unknown | unknown | unknown | unknown | unknown | Thermo Fisher Scientific instrument, UNKNOWN, UNKNOWN
thermo | unknown | unknown | unknown | unknown | unknown | Thermo Fisher Scientific instrument, UNKNOWN, UNKNOWN
thermo | unknown | unknown | unknown | unknown | unknown | Thermo Fisher Scientific instrument, UNKNOWN, UNKNOWN
thermo | unknown | unknown | unknown | unknown | unknown | Thermo Fisher Scientific instrument, UNKNOWN, UNKNOWN
unknown | unknown | unknown | unknown | ei | unknown | UNKNOWN, GC-EI-UNKNOWN, UNKNOWN
unknown | unknown | unknown | unknown | ei | unknown | UNKNOWN, GC-EI-UNKNOWN, UNKNOWN
unknown | unknown | unknown | unknown | esi | unknown | UNKNOWN, LC-ESI-UNKNOWN, UNKNOWN
unknown | unknown | unknown | unknown | esi | unknown | UNKNOWN, LC-ESI-UNKNOWN, UNKNOWN
unknown | unknown | unknown | unknown | apci | unknown | UNKNOWN, LC-APCI-UNKNOWN, UNKNOWN
unknown | unknown | unknown | unknown | esi | unknown | UNKNOWN, LC-ESI-UNKNOWN, UNKNOWN
unknown | unknown | unknown | unknown | esi | unknown | UNKNOWN, LC-ESI-UNKNOWN, UNKNOWN
unknown | unknown | unknown | unknown | esi | unknown | UNKNOWN, LC-ESI-UNKNOWN, UNKNOWN
unknown | unknown | unknown | unknown | esi | unknown | UNKNOWN, LC-ESI-UNKNOWN, UNKNOWN
unknown | unknown | unknown | unknown | apci | unknown | UNKNOWN, LC-APCI-UNKNOWN, UNKNOWN
unknown | unknown | unknown | unknown | esi | unknown | UNKNOWN, LC-ESI-UNKNOWN, UNKNOWN
unknown | unknown | unknown | unknown | esi | unknown | UNKNOWN, LC-ESI-UNKNOWN, UNKNOWN
unknown | unknown | unknown | unknown | esi | unknown | UNKNOWN, LC-ESI-UNKNOWN, UNKNOWN
unknown | unknown | unknown | unknown | esi | unknown | UNKNOWN, LC-ESI-UNKNOWN, UNKNOWN
unknown | unknown | unknown | unknown | esi | unknown | UNKNOWN, LC-ESI-UNKNOWN, UNKNOWN
unknown | unknown | unknown | unknown | esi | unknown | UNKNOWN, LC-ESI-UNKNOWN, UNKNOWN
thermo | lcq duo | lc | unknown | esi | unknown | Thermo Fisher Scientific LCQ Duo, LC-ESI-QIT, UNKNOWN
thermo | unknown | lc | unknown | esi | high | Thermo Fisher Scientific instrument, LC-ESI-UNKNOWN, HIGH
thermo | unknown | lc | unknown | apci | high | Thermo Fisher Scientific instrument, LC-APCI-UNKNOWN, HIGH
thermo | unknown | lc | unknown | esi | high | Thermo Fisher Scientific instrument, LC-ESI-UNKNOWN, HIGH
thermo | unknown | lc | unknown | esi | high | Thermo Fisher Scientific instrument, LC-ESI-UNKNOWN, HIGH
unknown | lcq duo | unknown | qit | esi | unknown | Thermo Fisher Scientific LCQ Duo, LC-ESI-QIT, UNKNOWN
unknown | lcq duo | unknown | unknown | unknown | unknown | Thermo Fisher Scientific LCQ Duo, LC-UNKNOWN-QIT, UNKNOWN
unknown | lcq duo | lc | qit | esi | high | Thermo Fisher Scientific LCQ Duo, LC-ESI-QIT, HIGH
thermo | unknown | unknown | itft | esi | high | Thermo Fisher Scientific instrument, LC-ESI-ITFT, HIGH
thermo | unknown | unknown | itft | esi | high | Thermo Fisher Scientific instrument, LC-ESI-ITFT, HIGH
thermo | unknown | lc | unknown | esi | high | Thermo Fisher Scientific instrument, LC-ESI-UNKNOWN, HIGH
thermo | unknown | lc | unknown | esi | high | Thermo Fisher Scientific instrument, LC-ESI-UNKNOWN, HIGH
thermo | unknown | lc | unknown | esi | high | Thermo Fisher Scientific instrument, LC-ESI-UNKNOWN, HIGH
thermo | unknown | lc | unknown | esi | high | Thermo Fisher Scientific instrument, LC-ESI-UNKNOWN, HIGH
thermo | unknown | unknown | unknown | unknown | unknown | Thermo Fisher Scientific instrument, UNKNOWN, UNKNOWN
thermo | unknown | unknown | unknown | unknown | unknown | Thermo Fisher Scientific instrument, UNKNOWN, UNKNOWN
thermo | unknown | unknown | qit | esi | low | Thermo Fisher Scientific instrument, LC-ESI-QIT, LOW
thermo | unknown | unknown | qit | esi | low | Thermo Fisher Scientific instrument, LC-ESI-QIT, LOW
thermo | unknown | unknown | qit | esi | low | Thermo Fisher Scientific instrument, LC-ESI-QIT, LOW
thermo | unknown | unknown | qit | esi | low | Thermo Fisher Scientific instrument, LC-ESI-QIT, LOW
thermo | unknown | unknown | it | esi | low | Thermo Fisher Scientific instrument, LC-ESI-IT, LOW
thermo | unknown | unknown | itft | esi | high | Thermo Fisher Scientific instrument, LC-ESI-ITFT, HIGH
thermo | unknown | unknown | itft | esi | high | Thermo Fisher Scientific instrument, LC-ESI-ITFT, HIGH
thermo | unknown | unknown | itft | esi | high | Thermo Fisher Scientific instrument, LC-ESI-ITFT, HIGH
thermo | unknown | unknown | itft | esi | high | Thermo Fisher Scientific instrument, LC-ESI-ITFT, HIGH
thermo | unknown | lc | unknown | esi | high | Thermo Fisher Scientific instrument, LC-ESI-UNKNOWN, HIGH
thermo | unknown | lc | unknown | esi | high | Thermo Fisher Scientific instrument, LC-ESI-UNKNOWN, HIGH
thermo | unknown | lc | unknown | esi | high | Thermo Fisher Scientific instrument, LC-ESI-UNKNOWN, HIGH
thermo | unknown | lc | unknown | esi | high | Thermo Fisher Scientific instrument, LC-ESI-UNKNOWN, HIGH
thermo | unknown | lc | unknown | esi | high | Thermo Fisher Scientific instrument, LC-ESI-UNKNOWN, HIGH
thermo | unknown | lc | unknown | esi | low | Thermo Fisher Scientific instrument, LC-ESI-UNKNOWN, LOW
thermo | unknown | lc | unknown | esi | low | Thermo Fisher Scientific instrument, LC-ESI-UNKNOWN, LOW
thermo | unknown | gc | unknown | ei | high | Thermo Fisher Scientific instrument, GC-EI-UNKNOWN, HIGH
thermo | unknown | gc | unknown | apci | high | Thermo Fisher Scientific instrument, GC-APCI-UNKNOWN, HIGH
thermo | unknown | gc | unknown | ci | low | Thermo Fisher Scientific instrument, GC-CI-UNKNOWN, LOW
thermo | unknown | lc | unknown | ei | low | Thermo Fisher Scientific instrument, LC-EI-UNKNOWN, LOW
thermo | unknown | lc | unknown | esi | high | Thermo Fisher Scientific instrument, LC-ESI-UNKNOWN, HIGH
thermo | unknown | lc | unknown | esi | high | Thermo Fisher Scientific instrument, LC-ESI-UNKNOWN, HIGH
thermo | unknown | lc | unknown | esi | high | Thermo Fisher Scientific instrument, LC-ESI-UNKNOWN, HIGH
thermo | unknown | lc | unknown | esi | high | Thermo Fisher Scientific instrument, LC-ESI-UNKNOWN, HIGH
unknown | unknown | gc | unknown | unknown | unknown | UNKNOWN, GC-UNKNOWN-UNKNOWN, UNKNOWN
unknown | unknown | gc | unknown | unknown | unknown | UNKNOWN, GC-UNKNOWN-UNKNOWN, UNKNOWN
unknown | lcq duo | unknown | qit | unknown | high | Thermo Fisher Scientific LCQ Duo, LC-UNKNOWN-QIT, HIGH
thermo | unknown | unknown | qft | esi | high | Thermo Fisher Scientific instrument, LC-ESI-QFT, HIGH
unknown | lcq duo | lc | qit | esi | unknown | Thermo Fisher Scientific LCQ Duo, LC-ESI-QIT, UNKNOWN
thermo | unknown | unknown | qit | esi | low | Thermo Fisher Scientific instrument, LC-ESI-QIT, LOW
thermo | unknown | unknown | qit | esi | low | Thermo Fisher Scientific instrument, LC-ESI-QIT, LOW
thermo | unknown | unknown | qit | esi | low | Thermo Fisher Scientific instrument, LC-ESI-QIT, LOW
thermo | unknown | unknown | ft | esi | high | Thermo Fisher Scientific instrument, LC-ESI-FT, HIGH
thermo | unknown | unknown | itft | esi | high | Thermo Fisher Scientific instrument, LC-ESI-ITFT, HIGH
thermo | unknown | unknown | qft | esi | high | Thermo Fisher Scientific instrument, LC-ESI-QFT, HIGH
thermo | unknown | unknown | itft | esi | high | Thermo Fisher Scientific instrument, LC-ESI-ITFT, HIGH
thermo | unknown | unknown | qft | esi | high | Thermo Fisher Scientific instrument, LC-ESI-QFT, HIGH
thermo | unknown | unknown | itft | apci | high | Thermo Fisher Scientific instrument, LC-APCI-ITFT, HIGH
unknown | unknown | lc | unknown | unknown | unknown | UNKNOWN, LC-UNKNOWN-UNKNOWN, UNKNOWN
unknown | lcq duo | lc | qit | unknown | high | Thermo Fisher Scientific LCQ Duo, LC-UNKNOWN-QIT, HIGH
unknown | lcq duo | lc | unknown | unknown | high | Thermo Fisher Scientific LCQ Duo, LC-UNKNOWN-QIT, HIGH
thermo | unknown | lc | unknown | esi | high | Thermo Fisher Scientific instrument, LC-ESI-UNKNOWN, HIGH
thermo | unknown | lc | unknown | esi | high | Thermo Fisher Scientific instrument, LC-ESI-UNKNOWN, HIGH
thermo | unknown | lc | unknown | apci | high | Thermo Fisher Scientific instrument, LC-APCI-UNKNOWN, HIGH
thermo | unknown | lc | unknown | esi | high | Thermo Fisher Scientific instrument, LC-ESI-UNKNOWN, HIGH
thermo | unknown | gc | unknown | ei | high | Thermo Fisher Scientific instrument, GC-EI-UNKNOWN, HIGH
thermo | unknown | gc | unknown | apci | high | Thermo Fisher Scientific instrument, GC-APCI-UNKNOWN, HIGH
thermo | unknown | gc | unknown | ci | high | Thermo Fisher Scientific instrument, GC-CI-UNKNOWN, HIGH
unknown | unknown | gc | unknown | unknown | unknown | UNKNOWN, GC-UNKNOWN-UNKNOWN, UNKNOWN
unknown | unknown | gc | unknown | unknown | unknown | UNKNOWN, GC-UNKNOWN-UNKNOWN, UNKNOWN
unknown | unknown | lc | unknown | unknown | unknown | UNKNOWN, LC-UNKNOWN-UNKNOWN, UNKNOWN
unknown | unknown | lc | unknown | unknown | unknown | UNKNOWN, LC-UNKNOWN-UNKNOWN, UNKNOWN
unknown | unknown | lc | unknown | unknown | unknown | UNKNOWN, LC-UNKNOWN-UNKNOWN, UNKNOWN
unknown | unknown | gc | unknown | unknown | unknown | UNKNOWN, GC-UNKNOWN-UNKNOWN, UNKNOWN
unknown | unknown | lc | unknown | unknown | unknown | UNKNOWN, LC-UNKNOWN-UNKNOWN, UNKNOWN
thermo | unknown | lc | unknown | apci | high | Thermo Fisher Scientific instrument, LC-APCI-UNKNOWN, HIGH
thermo | unknown | lc | unknown | esi | high | Thermo Fisher Scientific instrument, LC-ESI-UNKNOWN, HIGH
thermo | unknown | lc | unknown | esi | high | Thermo Fisher Scientific instrument, LC-ESI-UNKNOWN, HIGH
thermo | unknown | lc | unknown | esi | low | Thermo Fisher Scientific instrument, LC-ESI-UNKNOWN, LOW
thermo | unknown | lc | unknown | esi | low | Thermo Fisher Scientific instrument, LC-ESI-UNKNOWN, LOW
thermo | unknown | lc | unknown | esi | high | Thermo Fisher Scientific instrument, LC-ESI-UNKNOWN, HIGH
thermo | unknown | lc | unknown | esi | high | Thermo Fisher Scientific instrument, LC-ESI-UNKNOWN, HIGH
thermo | unknown | unknown | ft | esi | high | Thermo Fisher Scientific instrument, LC-ESI-FT, HIGH
thermo | unknown | unknown | ft | apci | high | Thermo Fisher Scientific instrument, LC-APCI-FT, HIGH
thermo | unknown | lc | qit | unknown | low | Thermo Fisher Scientific instrument, LC-UNKNOWN-QIT, LOW
thermo | unknown | unknown | qft | esi | high | Thermo Fisher Scientific instrument, LC-ESI-QFT, HIGH
thermo | unknown | unknown | itft | esi | high | Thermo Fisher Scientific instrument, LC-ESI-ITFT, HIGH
thermo | unknown | unknown | ft | esi | high | Thermo Fisher Scientific instrument, LC-ESI-FT, HIGH
thermo | unknown | unknown | itft | esi | high | Thermo Fisher Scientific instrument, LC-ESI-ITFT, HIGH
thermo | unknown | unknown | itft | esi | high | Thermo Fisher Scientific instrument, LC-ESI-ITFT, HIGH
thermo | unknown | unknown | itft | esi | high | Thermo Fisher Scientific instrument, LC-ESI-ITFT, HIGH
thermo | unknown | unknown | qit | esi | low | Thermo Fisher Scientific instrument, LC-ESI-QIT, LOW
thermo | unknown | unknown | qit | esi | high | Thermo Fisher Scientific instrument, LC-ESI-QIT, HIGH
unknown | lcq duo | unknown | unknown | esi | high | Thermo Fisher Scientific LCQ Duo, LC-ESI-QIT, HIGH
unknown | unknown | gc | qft | ci | unknown | UNKNOWN, GC-CI-QFT, UNKNOWN
unknown | unknown | gc | qft | ei | unknown | UNKNOWN, GC-EI-QFT, UNKNOWN
unknown | unknown | gc | qft | apci | unknown | UNKNOWN, GC-APCI-QFT, UNKNOWN
unknown | unknown | gc | unknown | unknown | unknown | UNKNOWN, GC-UNKNOWN-UNKNOWN, UNKNOWN
unknown | unknown | gc | unknown | unknown | unknown | UNKNOWN, GC-UNKNOWN-UNKNOWN, UNKNOWN
unknown | unknown | gc | unknown | unknown | unknown | UNKNOWN, GC-UNKNOWN-UNKNOWN, UNKNOWN
thermo | unknown | unknown | qft | esi | high | Thermo Fisher Scientific instrument, LC-ESI-QFT, HIGH
unknown | unknown | lc | qqq | ei | unknown | UNKNOWN, LC-EI-QQQ, UNKNOWN
unknown | unknown | lc | qqq | ei | unknown | UNKNOWN, LC-EI-QQQ, UNKNOWN
unknown | unknown | gc | qqq | ei | unknown | UNKNOWN, GC-EI-QQQ, UNKNOWN
unknown | unknown | lc | qqq | esi | unknown | UNKNOWN, LC-ESI-QQQ, UNKNOWN
unknown | unknown | lc | qft | esi | unknown | UNKNOWN, LC-ESI-QFT, UNKNOWN
unknown | unknown | lc | qft | apci | unknown | UNKNOWN, LC-APCI-QFT, UNKNOWN
unknown | unknown | lc | qft | esi | unknown | UNKNOWN, LC-ESI-QFT, UNKNOWN
unknown | unknown | lc | qft | esi | unknown | UNKNOWN, LC-ESI-QFT, UNKNOWN
unknown | unknown | lc | itft | esi | unknown | UNKNOWN, LC-ESI-ITFT, UNKNOWN
unknown | lcq duo | lc | unknown | esi | high | Thermo Fisher Scientific LCQ Duo, LC-ESI-QIT, HIGH
unknown | unknown | lc | unknown | unknown | unknown | UNKNOWN, LC-UNKNOWN-UNKNOWN, UNKNOWN
unknown | unknown | lc | unknown | unknown | unknown | UNKNOWN, LC-UNKNOWN-UNKNOWN, UNKNOWN
unknown | unknown | lc | unknown | unknown | unknown | UNKNOWN, LC-UNKNOWN-UNKNOWN, UNKNOWN
unknown | lcq duo | lc | unknown | esi | unknown | Thermo Fisher Scientific LCQ Duo, LC-ESI-QIT, UNKNOWN
thermo | lcq duo | lc | unknown | unknown | high | Thermo Fisher Scientific LCQ Duo, LC-UNKNOWN-QIT, HIGH
unknown | unknown | lc | unknown | unknown | unknown | UNKNOWN, LC-UNKNOWN-UNKNOWN, UNKNOWN
unknown | unknown | lc | unknown | unknown | unknown | UNKNOWN, LC-UNKNOWN-UNKNOWN, UNKNOWN
unknown | unknown | lc | unknown | unknown | unknown | UNKNOWN, LC-UNKNOWN-UNKNOWN, UNKNOWN
unknown | unknown | lc | unknown | unknown | unknown | UNKNOWN, LC-UNKNOWN-UNKNOWN, UNKNOWN
unknown | unknown | lc | unknown | unknown | unknown | UNKNOWN, LC-UNKNOWN-UNKNOWN, UNKNOWN
unknown | unknown | lc | unknown | unknown | unknown | UNKNOWN, LC-UNKNOWN-UNKNOWN, UNKNOWN
unknown | unknown | lc | unknown | unknown | unknown | UNKNOWN, LC-UNKNOWN-UNKNOWN, UNKNOWN
unknown | unknown | lc | unknown | unknown | unknown | UNKNOWN, LC-UNKNOWN-UNKNOWN, UNKNOWN
unknown | unknown | lc | unknown | unknown | unknown | UNKNOWN, LC-UNKNOWN-UNKNOWN, UNKNOWN
unknown | unknown | lc | unknown | unknown | unknown | UNKNOWN, LC-UNKNOWN-UNKNOWN, UNKNOWN
unknown | unknown | lc | unknown | unknown | unknown | UNKNOWN, LC-UNKNOWN-UNKNOWN, UNKNOWN
unknown | unknown | gc | ft | ci | unknown | UNKNOWN, GC-CI-FT, UNKNOWN
thermo | unknown | unknown | qqq | ei | low | Thermo Fisher Scientific instrument, GC-EI-QQQ, LOW
thermo | unknown | unknown | qqq | esi | low | Thermo Fisher Scientific instrument, LC-ESI-QQQ, LOW
thermo | unknown | unknown | qft | esi | high | Thermo Fisher Scientific instrument, LC-ESI-QFT, HIGH
thermo | unknown | unknown | qft | apci | high | Thermo Fisher Scientific instrument, LC-APCI-QFT, HIGH
thermo | unknown | unknown | ft | esi | high | Thermo Fisher Scientific instrument, LC-ESI-FT, HIGH
unknown | unknown | lc | qft | esi | unknown | UNKNOWN, LC-ESI-QFT, UNKNOWN
unknown | unknown | lc | ft | esi | unknown | UNKNOWN, LC-ESI-FT, UNKNOWN
unknown | unknown | lc | qft | esi | unknown | UNKNOWN, LC-ESI-QFT, UNKNOWN
unknown | unknown | lc | ft | esi | unknown | UNKNOWN, LC-ESI-FT, UNKNOWN
unknown | unknown | lc | ft | apci | unknown | UNKNOWN, LC-APCI-FT, UNKNOWN
unknown | unknown | lc | ft | esi | unknown | UNKNOWN, LC-ESI-FT, UNKNOWN
unknown | unknown | lc | itft | esi | unknown | UNKNOWN, LC-ESI-ITFT, UNKNOWN
unknown | unknown | lc | qit | esi | unknown | UNKNOWN, LC-ESI-QIT, UNKNOWN
unknown | unknown | lc | it | esi | unknown | UNKNOWN, LC-ESI-IT, UNKNOWN
thermo | unknown | lc | itft | unknown | high | Thermo Fisher Scientific instrument, LC-UNKNOWN-ITFT, HIGH
thermo | unknown | lc | itft | unknown | high | Thermo Fisher Scientific instrument, LC-UNKNOWN-ITFT, HIGH
thermo | unknown | gc | unknown | ci | high | Thermo Fisher Scientific instrument, GC-CI-UNKNOWN, HIGH
thermo | unknown | lc | unknown | ei | low | Thermo Fisher Scientific instrument, LC-EI-UNKNOWN, LOW
unknown | unknown | lc | unknown | unknown | unknown | UNKNOWN, LC-UNKNOWN-UNKNOWN, UNKNOWN
unknown | unknown | lc | unknown | unknown | unknown | UNKNOWN, LC-UNKNOWN-UNKNOWN, UNKNOWN
unknown | unknown | lc | qit | esi | unknown | UNKNOWN, LC-ESI-QIT, UNKNOWN
unknown | unknown | lc | qit | esi | unknown | UNKNOWN, LC-ESI-QIT, UNKNOWN
unknown | unknown | lc | qit | esi | unknown | UNKNOWN, LC-ESI-QIT, UNKNOWN
unknown | unknown | lc | qit | esi | unknown | UNKNOWN, LC-ESI-QIT, UNKNOWN
unknown | unknown | lc | qit | esi | unknown | UNKNOWN, LC-ESI-QIT, UNKNOWN
unknown | unknown | lc | qit | esi | unknown | UNKNOWN, LC-ESI-QIT, UNKNOWN
unknown | unknown | lc | qit | esi | unknown | UNKNOWN, LC-ESI-QIT, UNKNOWN
unknown | unknown | lc | qit | esi | unknown | UNKNOWN, LC-ESI-QIT, UNKNOWN
unknown | unknown | lc | itft | esi | unknown | UNKNOWN, LC-ESI-ITFT, UNKNOWN
thermo | unknown | lc | qit | unknown | low | Thermo Fisher Scientific instrument, LC-UNKNOWN-QIT, LOW
unknown | unknown | lc | qft | esi | unknown | UNKNOWN, LC-ESI-QFT, UNKNOWN
unknown | unknown | lc | itft | apci | unknown | UNKNOWN, LC-APCI-ITFT, UNKNOWN
unknown | unknown | lc | qft | esi | unknown | UNKNOWN, LC-ESI-QFT, UNKNOWN
thermo | unknown | unknown | ft | esi | high | Thermo Fisher Scientific instrument, LC-ESI-FT, HIGH
thermo | unknown | unknown | itft | esi | high | Thermo Fisher Scientific instrument, LC-ESI-ITFT, HIGH
thermo | unknown | unknown | qft | esi | high | Thermo Fisher Scientific instrument, LC-ESI-QFT, HIGH
thermo | unknown | lc | it | unknown | low | Thermo Fisher Scientific instrument, LC-UNKNOWN-IT, LOW
thermo | unknown | lc | itft | unknown | high | Thermo Fisher Scientific instrument, LC-UNKNOWN-ITFT, HIGH
thermo | unknown | lc | itft | unknown | high | Thermo Fisher Scientific instrument, LC-UNKNOWN-ITFT, HIGH
thermo | unknown | lc | itft | unknown | high | Thermo Fisher Scientific instrument, LC-UNKNOWN-ITFT, HIGH
thermo | unknown | lc | itft | unknown | high | Thermo Fisher Scientific instrument, LC-UNKNOWN-ITFT, HIGH
thermo | unknown | lc | itft | unknown | high | Thermo Fisher Scientific instrument, LC-UNKNOWN-ITFT, HIGH
thermo | unknown | lc | itft | unknown | high | Thermo Fisher Scientific instrument, LC-UNKNOWN-ITFT, HIGH
thermo | unknown | lc | itft | unknown | high | Thermo Fisher Scientific instrument, LC-UNKNOWN-ITFT, HIGH
unknown | lcq duo | unknown | qit | esi | high | Thermo Fisher Scientific LCQ Duo, LC-ESI-QIT, HIGH
unknown | unknown | lc | itft | esi | unknown | UNKNOWN, LC-ESI-ITFT, UNKNOWN
unknown | unknown | lc | itft | esi | unknown | UNKNOWN, LC-ESI-ITFT, UNKNOWN
unknown | unknown | lc | itft | esi | unknown | UNKNOWN, LC-ESI-ITFT, UNKNOWN
unknown | unknown | gc | ft | ei | unknown | UNKNOWN, GC-EI-FT, UNKNOWN
unknown | unknown | gc | ft | apci | unknown | UNKNOWN, GC-APCI-FT, UNKNOWN
unknown | unknown | gc | b | ci | unknown | UNKNOWN, GC-CI-B, UNKNOWN
unknown | unknown | lc | qqq | ei | unknown | UNKNOWN, LC-EI-QQQ, UNKNOWN
thermo | unknown | unknown | unknown | esi | high | Thermo Fisher Scientific instrument, LC-ESI-UNKNOWN, HIGH
thermo | unknown | unknown | unknown | esi | high | Thermo Fisher Scientific instrument, LC-ESI-UNKNOWN, HIGH
thermo | unknown | unknown | unknown | esi | high | Thermo Fisher Scientific instrument, LC-ESI-UNKNOWN, HIGH
thermo | unknown | unknown | unknown | esi | low | Thermo Fisher Scientific instrument, LC-ESI-UNKNOWN, LOW
thermo | unknown | unknown | unknown | esi | high | Thermo Fisher Scientific instrument, LC-ESI-UNKNOWN, HIGH
thermo | unknown | unknown | unknown | esi | low | Thermo Fisher Scientific instrument, LC-ESI-UNKNOWN, LOW
thermo | unknown | unknown | unknown | esi | low | Thermo Fisher Scientific instrument, LC-ESI-UNKNOWN, LOW
thermo | unknown | unknown | unknown | esi | low | Thermo Fisher Scientific instrument, LC-ESI-UNKNOWN, LOW
thermo | unknown | unknown | unknown | esi | low | Thermo Fisher Scientific instrument, LC-ESI-UNKNOWN, LOW
thermo | unknown | unknown | unknown | esi | low | Thermo Fisher Scientific instrument, LC-ESI-UNKNOWN, LOW
unknown | lcq duo | lc | qit | unknown | unknown | Thermo Fisher Scientific LCQ Duo, LC-UNKNOWN-QIT, UNKNOWN
thermo | unknown | lc | unknown | ei | low | Thermo Fisher Scientific instrument, LC-EI-UNKNOWN, LOW
thermo | unknown | gc | unknown | ei | low | Thermo Fisher Scientific instrument, GC-EI-UNKNOWN, LOW
thermo | unknown | lc | unknown | esi | low | Thermo Fisher Scientific instrument, LC-ESI-UNKNOWN, LOW
thermo | unknown | lc | itft | unknown | high | Thermo Fisher Scientific instrument, LC-UNKNOWN-ITFT, HIGH
thermo | unknown | lc | qit | unknown | low | Thermo Fisher Scientific instrument, LC-UNKNOWN-QIT, LOW
thermo | unknown | unknown | unknown | apci | high | Thermo Fisher Scientific instrument, LC-APCI-UNKNOWN, HIGH
thermo | unknown | unknown | unknown | esi | high | Thermo Fisher Scientific instrument, LC-ESI-UNKNOWN, HIGH
thermo | unknown | unknown | unknown | esi | high | Thermo Fisher Scientific instrument, LC-ESI-UNKNOWN, HIGH
thermo | unknown | unknown | unknown | esi | high | Thermo Fisher Scientific instrument, LC-ESI-UNKNOWN, HIGH
thermo | unknown | unknown | unknown | esi | high | Thermo Fisher Scientific instrument, LC-ESI-UNKNOWN, HIGH
thermo | unknown | unknown | unknown | esi | high | Thermo Fisher Scientific instrument, LC-ESI-UNKNOWN, HIGH
thermo | unknown | unknown | unknown | esi | high | Thermo Fisher Scientific instrument, LC-ESI-UNKNOWN, HIGH
thermo | unknown | unknown | unknown | esi | high | Thermo Fisher Scientific instrument, LC-ESI-UNKNOWN, HIGH
thermo | unknown | unknown | unknown | esi | high | Thermo Fisher Scientific instrument, LC-ESI-UNKNOWN, HIGH
thermo | unknown | unknown | unknown | esi | high | Thermo Fisher Scientific instrument, LC-ESI-UNKNOWN, HIGH
thermo | unknown | unknown | unknown | apci | high | Thermo Fisher Scientific instrument, LC-APCI-UNKNOWN, HIGH
thermo | unknown | unknown | unknown | esi | high | Thermo Fisher Scientific instrument, LC-ESI-UNKNOWN, HIGH
thermo | unknown | unknown | unknown | esi | high | Thermo Fisher Scientific instrument, LC-ESI-UNKNOWN, HIGH
thermo | unknown | unknown | unknown | esi | high | Thermo Fisher Scientific instrument, LC-ESI-UNKNOWN, HIGH
thermo | unknown | unknown | unknown | esi | high | Thermo Fisher Scientific instrument, LC-ESI-UNKNOWN, HIGH
thermo | unknown | unknown | unknown | esi | high | Thermo Fisher Scientific instrument, LC-ESI-UNKNOWN, HIGH
thermo | unknown | unknown | unknown | apci | high | Thermo Fisher Scientific instrument, LC-APCI-UNKNOWN, HIGH
thermo | unknown | unknown | unknown | ci | high | Thermo Fisher Scientific instrument, GC-CI-UNKNOWN, HIGH
thermo | unknown | unknown | unknown | ei | high | Thermo Fisher Scientific instrument, GC-EI-UNKNOWN, HIGH
thermo | unknown | unknown | unknown | apci | high | Thermo Fisher Scientific instrument, LC-APCI-UNKNOWN, HIGH
thermo | unknown | unknown | unknown | ci | low | Thermo Fisher Scientific instrument, GC-CI-UNKNOWN, LOW
thermo | unknown | unknown | unknown | ei | low | Thermo Fisher Scientific instrument, GC-EI-UNKNOWN, LOW
thermo | unknown | unknown | unknown | ei | low | Thermo Fisher Scientific instrument, GC-EI-UNKNOWN, LOW
thermo | unknown | unknown | unknown | ei | low | Thermo Fisher Scientific instrument, GC-EI-UNKNOWN, LOW
thermo | unknown | unknown | unknown | ei | low | Thermo Fisher Scientific instrument, GC-EI-UNKNOWN, LOW
thermo | unknown | unknown | unknown | esi | low | Thermo Fisher Scientific instrument, LC-ESI-UNKNOWN, LOW
thermo | unknown | unknown | unknown | esi | high | Thermo Fisher Scientific instrument, LC-ESI-UNKNOWN, HIGH
thermo | unknown | unknown | unknown | apci | high | Thermo Fisher Scientific instrument, LC-APCI-UNKNOWN, HIGH
thermo | unknown | unknown | unknown | esi | high | Thermo Fisher Scientific instrument, LC-ESI-UNKNOWN, HIGH
thermo | unknown | unknown | unknown | esi | low | Thermo Fisher Scientific instrument, LC-ESI-UNKNOWN, LOW
thermo | unknown | unknown | unknown | esi | high | Thermo Fisher Scientific instrument, LC-ESI-UNKNOWN, HIGH
thermo | unknown | unknown | unknown | esi | high | Thermo Fisher Scientific instrument, LC-ESI-UNKNOWN, HIGH
thermo | unknown | unknown | itft | unknown | high | Thermo Fisher Scientific instrument, UNKNOWN-UNKNOWN-ITFT, HIGH
thermo | unknown | unknown | itft | unknown | high | Thermo Fisher Scientific instrument, UNKNOWN-UNKNOWN-ITFT, HIGH
thermo | unknown | unknown | itft | unknown | high | Thermo Fisher Scientific instrument, UNKNOWN-UNKNOWN-ITFT, HIGH
thermo | unknown | unknown | itft | unknown | high | Thermo Fisher Scientific instrument, UNKNOWN-UNKNOWN-ITFT, HIGH
thermo | unknown | unknown | qit | unknown | low | Thermo Fisher Scientific instrument, UNKNOWN-UNKNOWN-QIT, LOW
thermo | unknown | unknown | qit | unknown | high | Thermo Fisher Scientific instrument, UNKNOWN-UNKNOWN-QIT, HIGH
thermo | unknown | unknown | qit | unknown | low | Thermo Fisher Scientific instrument, UNKNOWN-UNKNOWN-QIT, LOW
thermo | unknown | unknown | qit | unknown | low | Thermo Fisher Scientific instrument, UNKNOWN-UNKNOWN-QIT, LOW
thermo | unknown | unknown | qit | unknown | low | Thermo Fisher Scientific instrument, UNKNOWN-UNKNOWN-QIT, LOW
thermo | unknown | unknown | qit | unknown | low | Thermo Fisher Scientific instrument, UNKNOWN-UNKNOWN-QIT, LOW
thermo | unknown | unknown | qit | unknown | low | Thermo Fisher Scientific instrument, UNKNOWN-UNKNOWN-QIT, LOW
thermo | unknown | unknown | qit | unknown | low | Thermo Fisher Scientific instrument, UNKNOWN-UNKNOWN-QIT, LOW
thermo | unknown | unknown | itft | unknown | high | Thermo Fisher Scientific instrument, UNKNOWN-UNKNOWN-ITFT, HIGH
thermo | unknown | unknown | unknown | esi | low | Thermo Fisher Scientific instrument, LC-ESI-UNKNOWN, LOW
thermo | unknown | unknown | unknown | esi | low | Thermo Fisher Scientific instrument, LC-ESI-UNKNOWN, LOW
thermo | unknown | unknown | unknown | esi | high | Thermo Fisher Scientific instrument, LC-ESI-UNKNOWN, HIGH
thermo | unknown | unknown | itft | unknown | high | Thermo Fisher Scientific instrument, UNKNOWN-UNKNOWN-ITFT, HIGH
thermo | unknown | unknown | ft | unknown | high | Thermo Fisher Scientific instrument, UNKNOWN-UNKNOWN-FT, HIGH
thermo | unknown | unknown | ft | unknown | high | Thermo Fisher Scientific instrument, UNKNOWN-UNKNOWN-FT, HIGH
thermo | unknown | unknown | itft | unknown | high | Thermo Fisher Scientific instrument, UNKNOWN-UNKNOWN-ITFT, HIGH
thermo | unknown | unknown | qft | unknown | high | Thermo Fisher Scientific instrument, UNKNOWN-UNKNOWN-QFT, HIGH
thermo | unknown | unknown | ft | unknown | high | Thermo Fisher Scientific instrument, UNKNOWN-UNKNOWN-FT, HIGH
thermo | unknown | unknown | qft | unknown | high | Thermo Fisher Scientific instrument, UNKNOWN-UNKNOWN-QFT, HIGH
thermo | unknown | unknown | ft | unknown | high | Thermo Fisher Scientific instrument, UNKNOWN-UNKNOWN-FT, HIGH
thermo | unknown | unknown | ft | unknown | high | Thermo Fisher Scientific instrument, UNKNOWN-UNKNOWN-FT, HIGH
thermo | unknown | unknown | ft | unknown | high | Thermo Fisher Scientific instrument, UNKNOWN-UNKNOWN-FT, HIGH
thermo | unknown | unknown | itft | unknown | high | Thermo Fisher Scientific instrument, UNKNOWN-UNKNOWN-ITFT, HIGH
thermo | unknown | unknown | qit | unknown | low | Thermo Fisher Scientific instrument, UNKNOWN-UNKNOWN-QIT, LOW
thermo | unknown | unknown | it | unknown | low | Thermo Fisher Scientific instrument, UNKNOWN-UNKNOWN-IT, LOW
thermo | unknown | unknown | unknown | esi | high | Thermo Fisher Scientific instrument, LC-ESI-UNKNOWN, HIGH
thermo | unknown | unknown | unknown | esi | high | Thermo Fisher Scientific instrument, LC-ESI-UNKNOWN, HIGH
thermo | unknown | unknown | unknown | esi | high | Thermo Fisher Scientific instrument, LC-ESI-UNKNOWN, HIGH
thermo | unknown | unknown | ft | unknown | high | Thermo Fisher Scientific instrument, UNKNOWN-UNKNOWN-FT, HIGH
thermo | unknown | unknown | ft | unknown | high | Thermo Fisher Scientific instrument, UNKNOWN-UNKNOWN-FT, HIGH
thermo | unknown | unknown | b | unknown | low | Thermo Fisher Scientific instrument, UNKNOWN-UNKNOWN-B, LOW
thermo | unknown | unknown | qqq | unknown | low | Thermo Fisher Scientific instrument, UNKNOWN-UNKNOWN-QQQ, LOW
thermo | unknown | unknown | qqq | unknown | low | Thermo Fisher Scientific instrument, UNKNOWN-UNKNOWN-QQQ, LOW
thermo | unknown | unknown | qqq | unknown | low | Thermo Fisher Scientific instrument, UNKNOWN-UNKNOWN-QQQ, LOW
thermo | unknown | unknown | qqq | unknown | low | Thermo Fisher Scientific instrument, UNKNOWN-UNKNOWN-QQQ, LOW
thermo | unknown | unknown | qqq | unknown | low | Thermo Fisher Scientific instrument, UNKNOWN-UNKNOWN-QQQ, LOW
thermo | unknown | unknown | qft | unknown | high | Thermo Fisher Scientific instrument, UNKNOWN-UNKNOWN-QFT, HIGH
thermo | unknown | unknown | qft | unknown | high | Thermo Fisher Scientific instrument, UNKNOWN-UNKNOWN-QFT, HIGH
thermo | unknown | unknown | qft | unknown | high | Thermo Fisher Scientific instrument, UNKNOWN-UNKNOWN-QFT, HIGH
thermo | unknown | unknown | qft | unknown | high | Thermo Fisher Scientific instrument, UNKNOWN-UNKNOWN-QFT, HIGH
thermo | unknown | unknown | itft | unknown | high | Thermo Fisher Scientific instrument, UNKNOWN-UNKNOWN-ITFT, HIGH
thermo | unknown | unknown | itft | unknown | high | Thermo Fisher Scientific instrument, UNKNOWN-UNKNOWN-ITFT, HIGH
thermo | unknown | unknown | unknown | ci | high | Thermo Fisher Scientific instrument, GC-CI-UNKNOWN, HIGH
thermo | unknown | unknown | unknown | ei | high | Thermo Fisher Scientific instrument, GC-EI-UNKNOWN, HIGH
thermo | unknown | unknown | itft | esi | unknown | Thermo Fisher Scientific instrument, LC-ESI-ITFT, UNKNOWN
thermo | unknown | unknown | itft | esi | unknown | Thermo Fisher Scientific instrument, LC-ESI-ITFT, UNKNOWN
thermo | unknown | unknown | qit | esi | unknown | Thermo Fisher Scientific instrument, LC-ESI-QIT, UNKNOWN
thermo | unknown | unknown | qit | esi | unknown | Thermo Fisher Scientific instrument, LC-ESI-QIT, UNKNOWN
thermo | unknown | unknown | qit | esi | unknown | Thermo Fisher Scientific instrument, LC-ESI-QIT, UNKNOWN
thermo | unknown | unknown | qit | esi | unknown | Thermo Fisher Scientific instrument, LC-ESI-QIT, UNKNOWN
thermo | unknown | unknown | qit | esi | unknown | Thermo Fisher Scientific instrument, LC-ESI-QIT, UNKNOWN
thermo | unknown | unknown | qit | esi | unknown | Thermo Fisher Scientific instrument, LC-ESI-QIT, UNKNOWN
thermo | unknown | unknown | qit | esi | unknown | Thermo Fisher Scientific instrument, LC-ESI-QIT, UNKNOWN
thermo | unknown | unknown | qit | esi | unknown | Thermo Fisher Scientific instrument, LC-ESI-QIT, UNKNOWN
thermo | unknown | unknown | itft | esi | unknown | Thermo Fisher Scientific instrument, LC-ESI-ITFT, UNKNOWN
thermo | unknown | unknown | itft | esi | unknown | Thermo Fisher Scientific instrument, LC-ESI-ITFT, UNKNOWN
thermo | unknown | unknown | qft | unknown | high | Thermo Fisher Scientific instrument, UNKNOWN-UNKNOWN-QFT, HIGH
thermo | unknown | unknown | itft | unknown | high | Thermo Fisher Scientific instrument, UNKNOWN-UNKNOWN-ITFT, HIGH
thermo | unknown | unknown | itft | unknown | high | Thermo Fisher Scientific instrument, UNKNOWN-UNKNOWN-ITFT, HIGH
thermo | unknown | unknown | itft | unknown | high | Thermo Fisher Scientific instrument, UNKNOWN-UNKNOWN-ITFT, HIGH
thermo | unknown | unknown | ft | esi | unknown | Thermo Fisher Scientific instrument, LC-ESI-FT, UNKNOWN
thermo | unknown | unknown | itft | esi | unknown | Thermo Fisher Scientific instrument, LC-ESI-ITFT, UNKNOWN
thermo | unknown | unknown | qft | esi | unknown | Thermo Fisher Scientific instrument, LC-ESI-QFT, UNKNOWN
thermo | unknown | unknown | ft | esi | unknown | Thermo Fisher Scientific instrument, LC-ESI-FT, UNKNOWN
thermo | unknown | unknown | qft | esi | unknown | Thermo Fisher Scientific instrument, LC-ESI-QFT, UNKNOWN
thermo | unknown | unknown | ft | esi | unknown | Thermo Fisher Scientific instrument, LC-ESI-FT, UNKNOWN
thermo | unknown | unknown | ft | apci | unknown | Thermo Fisher Scientific instrument, LC-APCI-FT, UNKNOWN
thermo | unknown | unknown | ft | esi | unknown | Thermo Fisher Scientific instrument, LC-ESI-FT, UNKNOWN
thermo | unknown | unknown | itft | esi | unknown | Thermo Fisher Scientific instrument, LC-ESI-ITFT, UNKNOWN
thermo | unknown | unknown | qit | esi | unknown | Thermo Fisher Scientific instrument, LC-ESI-QIT, UNKNOWN
thermo | unknown | unknown | it | esi | unknown | Thermo Fisher Scientific instrument, LC-ESI-IT, UNKNOWN
thermo | unknown | unknown | itft | esi | unknown | Thermo Fisher Scientific instrument, LC-ESI-ITFT, UNKNOWN
thermo | unknown | unknown | itft | esi | unknown | Thermo Fisher Scientific instrument, LC-ESI-ITFT, UNKNOWN
thermo | unknown | unknown | qft | unknown | high | Thermo Fisher Scientific instrument, UNKNOWN-UNKNOWN-QFT, HIGH
thermo | unknown | unknown | itft | unknown | high | Thermo Fisher Scientific instrument, UNKNOWN-UNKNOWN-ITFT, HIGH
thermo | unknown | unknown | qft | unknown | high | Thermo Fisher Scientific instrument, UNKNOWN-UNKNOWN-QFT, HIGH
thermo | unknown | unknown | b | ci | unknown | Thermo Fisher Scientific instrument, GC-CI-B, UNKNOWN
thermo | unknown | unknown | qqq | ei | unknown | Thermo Fisher Scientific instrument, GC-EI-QQQ, UNKNOWN
thermo | unknown | unknown | qqq | ei | unknown | Thermo Fisher Scientific instrument, GC-EI-QQQ, UNKNOWN
thermo | unknown | unknown | qqq | ei | unknown | Thermo Fisher Scientific instrument, GC-EI-QQQ, UNKNOWN
thermo | unknown | unknown | qqq | ei | unknown | Thermo Fisher Scientific instrument, GC-EI-QQQ, UNKNOWN
thermo | unknown | unknown | qqq | esi | unknown | Thermo Fisher Scientific instrument, LC-ESI-QQQ, UNKNOWN
thermo | unknown | unknown | qft | esi | unknown | Thermo Fisher Scientific instrument, LC-ESI-QFT, UNKNOWN
thermo | unknown | unknown | qft | apci | unknown | Thermo Fisher Scientific instrument, LC-APCI-QFT, UNKNOWN
thermo | unknown | unknown | qft | esi | unknown | Thermo Fisher Scientific instrument, LC-ESI-QFT, UNKNOWN
thermo | unknown | unknown | qft | esi | unknown | Thermo Fisher Scientific instrument, LC-ESI-QFT, UNKNOWN
thermo | unknown | unknown | itft | esi | unknown | Thermo Fisher Scientific instrument, LC-ESI-ITFT, UNKNOWN
thermo | unknown | unknown | qft | esi | unknown | Thermo Fisher Scientific instrument, LC-ESI-QFT, UNKNOWN
thermo | unknown | unknown | itft | apci | unknown | Thermo Fisher Scientific instrument, LC-APCI-ITFT, UNKNOWN
thermo | unknown | unknown | qft | unknown | high | Thermo Fisher Scientific instrument, UNKNOWN-UNKNOWN-QFT, HIGH
thermo | unknown | unknown | qft | unknown | high | Thermo Fisher Scientific instrument, UNKNOWN-UNKNOWN-QFT, HIGH
thermo | unknown | unknown | ft | unknown | high | Thermo Fisher Scientific instrument, UNKNOWN-UNKNOWN-FT, HIGH
thermo | unknown | lc | unknown | unknown | low | Thermo Fisher Scientific instrument, LC-UNKNOWN-UNKNOWN, LOW
thermo | unknown | lc | unknown | unknown | high | Thermo Fisher Scientific instrument, LC-UNKNOWN-UNKNOWN, HIGH
thermo | unknown | lc | unknown | unknown | low | Thermo Fisher Scientific instrument, LC-UNKNOWN-UNKNOWN, LOW
thermo | unknown | lc | unknown | unknown | low | Thermo Fisher Scientific instrument, LC-UNKNOWN-UNKNOWN, LOW
thermo | unknown | lc | unknown | unknown | low | Thermo Fisher Scientific instrument, LC-UNKNOWN-UNKNOWN, LOW
thermo | unknown | lc | unknown | unknown | low | Thermo Fisher Scientific instrument, LC-UNKNOWN-UNKNOWN, LOW
thermo | unknown | lc | unknown | unknown | low | Thermo Fisher Scientific instrument, LC-UNKNOWN-UNKNOWN, LOW
thermo | unknown | lc | unknown | unknown | low | Thermo Fisher Scientific instrument, LC-UNKNOWN-UNKNOWN, LOW
thermo | unknown | lc | unknown | unknown | high | Thermo Fisher Scientific instrument, LC-UNKNOWN-UNKNOWN, HIGH
thermo | unknown | lc | unknown | unknown | high | Thermo Fisher Scientific instrument, LC-UNKNOWN-UNKNOWN, HIGH
thermo | unknown | unknown | qft | ci | unknown | Thermo Fisher Scientific instrument, GC-CI-QFT, UNKNOWN
thermo | unknown | unknown | qft | ei | unknown | Thermo Fisher Scientific instrument, GC-EI-QFT, UNKNOWN
thermo | unknown | unknown | qft | apci | unknown | Thermo Fisher Scientific instrument, LC-APCI-QFT, UNKNOWN
thermo | unknown | unknown | itft | esi | unknown | Thermo Fisher Scientific instrument, LC-ESI-ITFT, UNKNOWN
thermo | unknown | unknown | itft | esi | unknown | Thermo Fisher Scientific instrument, LC-ESI-ITFT, UNKNOWN
thermo | unknown | unknown | itft | esi | unknown | Thermo Fisher Scientific instrument, LC-ESI-ITFT, UNKNOWN
thermo | unknown | lc | unknown | unknown | high | Thermo Fisher Scientific instrument, LC-UNKNOWN-UNKNOWN, HIGH
thermo | unknown | lc | unknown | unknown | high | Thermo Fisher Scientific instrument, LC-UNKNOWN-UNKNOWN, HIGH
thermo | unknown | lc | unknown | unknown | high | Thermo Fisher Scientific instrument, LC-UNKNOWN-UNKNOWN, HIGH
thermo | unknown | lc | unknown | unknown | high | Thermo Fisher Scientific instrument, LC-UNKNOWN-UNKNOWN, HIGH
thermo | unknown | lc | unknown | unknown | high | Thermo Fisher Scientific instrument, LC-UNKNOWN-UNKNOWN, HIGH
thermo | unknown | lc | unknown | unknown | high | Thermo Fisher Scientific instrument, LC-UNKNOWN-UNKNOWN, HIGH
thermo | unknown | lc | unknown | unknown | high | Thermo Fisher Scientific instrument, LC-UNKNOWN-UNKNOWN, HIGH
thermo | unknown | lc | unknown | unknown | low | Thermo Fisher Scientific instrument, LC-UNKNOWN-UNKNOWN, LOW
thermo | unknown | lc | unknown | unknown | low | Thermo Fisher Scientific instrument, LC-UNKNOWN-UNKNOWN, LOW
thermo | unknown | lc | unknown | unknown | high | Thermo Fisher Scientific instrument, LC-UNKNOWN-UNKNOWN, HIGH
thermo | unknown | lc | unknown | unknown | high | Thermo Fisher Scientific instrument, LC-UNKNOWN-UNKNOWN, HIGH
thermo | unknown | lc | unknown | unknown | high | Thermo Fisher Scientific instrument, LC-UNKNOWN-UNKNOWN, HIGH
thermo | unknown | lc | unknown | unknown | high | Thermo Fisher Scientific instrument, LC-UNKNOWN-UNKNOWN, HIGH
thermo | unknown | unknown | qft | esi | unknown | Thermo Fisher Scientific instrument, LC-ESI-QFT, UNKNOWN
thermo | unknown | unknown | itft | esi | unknown | Thermo Fisher Scientific instrument, LC-ESI-ITFT, UNKNOWN
thermo | unknown | unknown | ft | esi | unknown | Thermo Fisher Scientific instrument, LC-ESI-FT, UNKNOWN
thermo | unknown | lc | unknown | unknown | low | Thermo Fisher Scientific instrument, LC-UNKNOWN-UNKNOWN, LOW
thermo | unknown | lc | unknown | unknown | low | Thermo Fisher Scientific instrument, LC-UNKNOWN-UNKNOWN, LOW
thermo | unknown | gc | unknown | unknown | low | Thermo Fisher Scientific instrument, GC-UNKNOWN-UNKNOWN, LOW
thermo | unknown | lc | unknown | unknown | low | Thermo Fisher Scientific instrument, LC-UNKNOWN-UNKNOWN, LOW
thermo | unknown | lc | unknown | unknown | high | Thermo Fisher Scientific instrument, LC-UNKNOWN-UNKNOWN, HIGH
thermo | unknown | lc | unknown | unknown | high | Thermo Fisher Scientific instrument, LC-UNKNOWN-UNKNOWN, HIGH
thermo | unknown | lc | unknown | unknown | high | Thermo Fisher Scientific instrument, LC-UNKNOWN-UNKNOWN, HIGH
thermo | unknown | lc | unknown | unknown | high | Thermo Fisher Scientific instrument, LC-UNKNOWN-UNKNOWN, HIGH
thermo | unknown | lc | unknown | unknown | high | Thermo Fisher Scientific instrument, LC-UNKNOWN-UNKNOWN, HIGH
thermo | unknown | lc | unknown | unknown | high | Thermo Fisher Scientific instrument, LC-UNKNOWN-UNKNOWN, HIGH
thermo | unknown | lc | unknown | unknown | high | Thermo Fisher Scientific instrument, LC-UNKNOWN-UNKNOWN, HIGH
thermo | unknown | lc | unknown | unknown | high | Thermo Fisher Scientific instrument, LC-UNKNOWN-UNKNOWN, HIGH
thermo | unknown | lc | unknown | unknown | high | Thermo Fisher Scientific instrument, LC-UNKNOWN-UNKNOWN, HIGH
thermo | unknown | unknown | ft | ci | unknown | Thermo Fisher Scientific instrument, GC-CI-FT, UNKNOWN
thermo | unknown | unknown | ft | ei | unknown | Thermo Fisher Scientific instrument, GC-EI-FT, UNKNOWN
thermo | unknown | unknown | ft | apci | unknown | Thermo Fisher Scientific instrument, LC-APCI-FT, UNKNOWN
thermo | unknown | lc | unknown | esi | unknown | Thermo Fisher Scientific instrument, LC-ESI-UNKNOWN, UNKNOWN
thermo | unknown | lc | unknown | esi | unknown | Thermo Fisher Scientific instrument, LC-ESI-UNKNOWN, UNKNOWN
thermo | unknown | lc | unknown | esi | unknown | Thermo Fisher Scientific instrument, LC-ESI-UNKNOWN, UNKNOWN
thermo | unknown | lc | unknown | esi | unknown | Thermo Fisher Scientific instrument, LC-ESI-UNKNOWN, UNKNOWN
thermo | unknown | lc | unknown | esi | unknown | Thermo Fisher Scientific instrument, LC-ESI-UNKNOWN, UNKNOWN
thermo | unknown | lc | unknown | esi | unknown | Thermo Fisher Scientific instrument, LC-ESI-UNKNOWN, UNKNOWN
thermo | unknown | lc | unknown | esi | unknown | Thermo Fisher Scientific instrument, LC-ESI-UNKNOWN, UNKNOWN
thermo | unknown | lc | unknown | esi | unknown | Thermo Fisher Scientific instrument, LC-ESI-UNKNOWN, UNKNOWN
thermo | unknown | gc | unknown | unknown | high | Thermo Fisher Scientific instrument, GC-UNKNOWN-UNKNOWN, HIGH
thermo | unknown | gc | unknown | unknown | high | Thermo Fisher Scientific instrument, GC-UNKNOWN-UNKNOWN, HIGH
thermo | unknown | gc | unknown | unknown | high | Thermo Fisher Scientific instrument, GC-UNKNOWN-UNKNOWN, HIGH
thermo | unknown | gc | unknown | unknown | high | Thermo Fisher Scientific instrument, GC-UNKNOWN-UNKNOWN, HIGH
thermo | unknown | gc | unknown | unknown | high | Thermo Fisher Scientific instrument, GC-UNKNOWN-UNKNOWN, HIGH
thermo | unknown | lc | unknown | unknown | high | Thermo Fisher Scientific instrument, LC-UNKNOWN-UNKNOWN, HIGH
thermo | unknown | lc | unknown | unknown | high | Thermo Fisher Scientific instrument, LC-UNKNOWN-UNKNOWN, HIGH
thermo | unknown | lc | unknown | unknown | high | Thermo Fisher Scientific instrument, LC-UNKNOWN-UNKNOWN, HIGH
thermo | unknown | lc | unknown | esi | unknown | Thermo Fisher Scientific instrument, LC-ESI-UNKNOWN, UNKNOWN
thermo | unknown | lc | unknown | esi | unknown | Thermo Fisher Scientific instrument, LC-ESI-UNKNOWN, UNKNOWN
thermo | unknown | lc | unknown | apci | unknown | Thermo Fisher Scientific instrument, LC-APCI-UNKNOWN, UNKNOWN
thermo | unknown | lc | unknown | esi | unknown | Thermo Fisher Scientific instrument, LC-ESI-UNKNOWN, UNKNOWN
thermo | unknown | lc | unknown | esi | unknown | Thermo Fisher Scientific instrument, LC-ESI-UNKNOWN, UNKNOWN
thermo | unknown | lc | unknown | esi | unknown | Thermo Fisher Scientific instrument, LC-ESI-UNKNOWN, UNKNOWN
thermo | unknown | lc | unknown | esi | unknown | Thermo Fisher Scientific instrument, LC-ESI-UNKNOWN, UNKNOWN
thermo | unknown | lc | unknown | esi | unknown | Thermo Fisher Scientific instrument, LC-ESI-UNKNOWN, UNKNOWN
thermo | unknown | lc | unknown | esi | unknown | Thermo Fisher Scientific instrument, LC-ESI-UNKNOWN, UNKNOWN
thermo | unknown | lc | unknown | esi | unknown | Thermo Fisher Scientific instrument, LC-ESI-UNKNOWN, UNKNOWN
thermo | unknown | lc | unknown | esi | unknown | Thermo Fisher Scientific instrument, LC-ESI-UNKNOWN, UNKNOWN
thermo | unknown | lc | unknown | esi | unknown | Thermo Fisher Scientific instrument, LC-ESI-UNKNOWN, UNKNOWN
thermo | unknown | lc | unknown | esi | unknown | Thermo Fisher Scientific instrument, LC-ESI-UNKNOWN, UNKNOWN
thermo | unknown | lc | unknown | unknown | high | Thermo Fisher Scientific instrument, LC-UNKNOWN-UNKNOWN, HIGH
thermo | unknown | lc | unknown | unknown | high | Thermo Fisher Scientific instrument, LC-UNKNOWN-UNKNOWN, HIGH
thermo | unknown | lc | unknown | unknown | high | Thermo Fisher Scientific instrument, LC-UNKNOWN-UNKNOWN, HIGH
thermo | unknown | gc | unknown | ei | unknown | Thermo Fisher Scientific instrument, GC-EI-UNKNOWN, UNKNOWN
thermo | unknown | lc | unknown | esi | unknown | Thermo Fisher Scientific instrument, LC-ESI-UNKNOWN, UNKNOWN
thermo | unknown | lc | unknown | esi | unknown | Thermo Fisher Scientific instrument, LC-ESI-UNKNOWN, UNKNOWN
thermo | unknown | lc | unknown | apci | unknown | Thermo Fisher Scientific instrument, LC-APCI-UNKNOWN, UNKNOWN
thermo | unknown | lc | unknown | esi | unknown | Thermo Fisher Scientific instrument, LC-ESI-UNKNOWN, UNKNOWN
thermo | unknown | lc | unknown | esi | unknown | Thermo Fisher Scientific instrument, LC-ESI-UNKNOWN, UNKNOWN
thermo | unknown | lc | unknown | esi | unknown | Thermo Fisher Scientific instrument, LC-ESI-UNKNOWN, UNKNOWN
thermo | unknown | lc | unknown | esi | unknown | Thermo Fisher Scientific instrument, LC-ESI-UNKNOWN, UNKNOWN
thermo | unknown | lc | unknown | apci | unknown | Thermo Fisher Scientific instrument, LC-APCI-UNKNOWN, UNKNOWN
thermo | unknown | lc | unknown | esi | unknown | Thermo Fisher Scientific instrument, LC-ESI-UNKNOWN, UNKNOWN
thermo | unknown | lc | unknown | esi | unknown | Thermo Fisher Scientific instrument, LC-ESI-UNKNOWN, UNKNOWN
thermo | unknown | lc | unknown | esi | unknown | Thermo Fisher Scientific instrument, LC-ESI-UNKNOWN, UNKNOWN
thermo | unknown | lc | unknown | esi | unknown | Thermo Fisher Scientific instrument, LC-ESI-UNKNOWN, UNKNOWN
thermo | unknown | gc | unknown | unknown | high | Thermo Fisher Scientific instrument, GC-UNKNOWN-UNKNOWN, HIGH
thermo | unknown | gc | unknown | unknown | low | Thermo Fisher Scientific instrument, GC-UNKNOWN-UNKNOWN, LOW
thermo | unknown | lc | unknown | unknown | low | Thermo Fisher Scientific instrument, LC-UNKNOWN-UNKNOWN, LOW
thermo | unknown | lc | qit | unknown | unknown | Thermo Fisher Scientific instrument, LC-UNKNOWN-QIT, UNKNOWN
thermo | unknown | lc | qit | unknown | unknown | Thermo Fisher Scientific instrument, LC-UNKNOWN-QIT, UNKNOWN
thermo | unknown | lc | qit | unknown | unknown | Thermo Fisher Scientific instrument, LC-UNKNOWN-QIT, UNKNOWN
thermo | unknown | lc | qit | unknown | unknown | Thermo Fisher Scientific instrument, LC-UNKNOWN-QIT, UNKNOWN
thermo | unknown | lc | itft | unknown | unknown | Thermo Fisher Scientific instrument, LC-UNKNOWN-ITFT, UNKNOWN
thermo | unknown | lc | itft | unknown | unknown | Thermo Fisher Scientific instrument, LC-UNKNOWN-ITFT, UNKNOWN
thermo | unknown | gc | unknown | ci | unknown | Thermo Fisher Scientific instrument, GC-CI-UNKNOWN, UNKNOWN
thermo | unknown | gc | unknown | ei | unknown | Thermo Fisher Scientific instrument, GC-EI-UNKNOWN, UNKNOWN
thermo | unknown | gc | unknown | apci | unknown | Thermo Fisher Scientific instrument, GC-APCI-UNKNOWN, UNKNOWN
thermo | unknown | gc | unknown | ci | unknown | Thermo Fisher Scientific instrument, GC-CI-UNKNOWN, UNKNOWN
thermo | unknown | gc | unknown | ei | unknown | Thermo Fisher Scientific instrument, GC-EI-UNKNOWN, UNKNOWN
thermo | unknown | gc | unknown | apci | unknown | Thermo Fisher Scientific instrument, GC-APCI-UNKNOWN, UNKNOWN
thermo | unknown | gc | unknown | ci | unknown | Thermo Fisher Scientific instrument, GC-CI-UNKNOWN, UNKNOWN
thermo | unknown | lc | unknown | esi | unknown | Thermo Fisher Scientific instrument, LC-ESI-UNKNOWN, UNKNOWN
thermo | unknown | lc | unknown | esi | unknown | Thermo Fisher Scientific instrument, LC-ESI-UNKNOWN, UNKNOWN
thermo | unknown | lc | unknown | esi | unknown | Thermo Fisher Scientific instrument, LC-ESI-UNKNOWN, UNKNOWN
thermo | unknown | lc | ft | unknown | unknown | Thermo Fisher Scientific instrument, LC-UNKNOWN-FT, UNKNOWN
thermo | unknown | lc | ft | unknown | unknown | Thermo Fisher Scientific instrument, LC-UNKNOWN-FT, UNKNOWN
thermo | unknown | lc | itft | unknown | unknown | Thermo Fisher Scientific instrument, LC-UNKNOWN-ITFT, UNKNOWN
thermo | unknown | lc | qit | unknown | unknown | Thermo Fisher Scientific instrument, LC-UNKNOWN-QIT, UNKNOWN
thermo | unknown | lc | it | unknown | unknown | Thermo Fisher Scientific instrument, LC-UNKNOWN-IT, UNKNOWN
thermo | unknown | lc | itft | unknown | unknown | Thermo Fisher Scientific instrument, LC-UNKNOWN-ITFT, UNKNOWN
thermo | unknown | lc | itft | unknown | unknown | Thermo Fisher Scientific instrument, LC-UNKNOWN-ITFT, UNKNOWN
thermo | unknown | lc | itft | unknown | unknown | Thermo Fisher Scientific instrument, LC-UNKNOWN-ITFT, UNKNOWN
thermo | unknown | lc | itft | unknown | unknown | Thermo Fisher Scientific instrument, LC-UNKNOWN-ITFT, UNKNOWN
thermo | unknown | lc | itft | unknown | unknown | Thermo Fisher Scientific instrument, LC-UNKNOWN-ITFT, UNKNOWN
thermo | unknown | lc | itft | unknown | unknown | Thermo Fisher Scientific instrument, LC-UNKNOWN-ITFT, UNKNOWN
thermo | unknown | lc | itft | unknown | unknown | Thermo Fisher Scientific instrument, LC-UNKNOWN-ITFT, UNKNOWN
thermo | unknown | lc | qit | unknown | unknown | Thermo Fisher Scientific instrument, LC-UNKNOWN-QIT, UNKNOWN
thermo | unknown | lc | unknown | esi | unknown | Thermo Fisher Scientific instrument, LC-ESI-UNKNOWN, UNKNOWN
thermo | unknown | lc | unknown | esi | unknown | Thermo Fisher Scientific instrument, LC-ESI-UNKNOWN, UNKNOWN
thermo | unknown | lc | unknown | esi | unknown | Thermo Fisher Scientific instrument, LC-ESI-UNKNOWN, UNKNOWN
thermo | unknown | lc | qft | unknown | unknown | Thermo Fisher Scientific instrument, LC-UNKNOWN-QFT, UNKNOWN
thermo | unknown | lc | qft | unknown | unknown | Thermo Fisher Scientific instrument, LC-UNKNOWN-QFT, UNKNOWN
thermo | unknown | lc | qft | unknown | unknown | Thermo Fisher Scientific instrument, LC-UNKNOWN-QFT, UNKNOWN
thermo | unknown | lc | qft | unknown | unknown | Thermo Fisher Scientific instrument, LC-UNKNOWN-QFT, UNKNOWN
thermo | unknown | lc | itft | unknown | unknown | Thermo Fisher Scientific instrument, LC-UNKNOWN-ITFT, UNKNOWN
thermo | unknown | lc | qft | unknown | unknown | Thermo Fisher Scientific instrument, LC-UNKNOWN-QFT, UNKNOWN
thermo | unknown | lc | itft | unknown | unknown | Thermo Fisher Scientific instrument, LC-UNKNOWN-ITFT, UNKNOWN
thermo | unknown | lc | qft | unknown | unknown | Thermo Fisher Scientific instrument, LC-UNKNOWN-QFT, UNKNOWN
thermo | unknown | lc | itft | unknown | unknown | Thermo Fisher Scientific instrument, LC-UNKNOWN-ITFT, UNKNOWN
thermo | unknown | lc | ft | unknown | unknown | Thermo Fisher Scientific instrument, LC-UNKNOWN-FT, UNKNOWN
thermo | unknown | lc | ft | unknown | unknown | Thermo Fisher Scientific instrument, LC-UNKNOWN-FT, UNKNOWN
thermo | unknown | lc | itft | unknown | unknown | Thermo Fisher Scientific instrument, LC-UNKNOWN-ITFT, UNKNOWN
thermo | unknown | lc | qft | unknown | unknown | Thermo Fisher Scientific instrument, LC-UNKNOWN-QFT, UNKNOWN
thermo | unknown | lc | unknown | ei | unknown | Thermo Fisher Scientific instrument, LC-EI-UNKNOWN, UNKNOWN
thermo | unknown | lc | unknown | ei | unknown | Thermo Fisher Scientific instrument, LC-EI-UNKNOWN, UNKNOWN
thermo | unknown | lc | unknown | ei | unknown | Thermo Fisher Scientific instrument, LC-EI-UNKNOWN, UNKNOWN
thermo | unknown | gc | qft | unknown | unknown | Thermo Fisher Scientific instrument, GC-UNKNOWN-QFT, UNKNOWN
thermo | unknown | gc | qft | unknown | unknown | Thermo Fisher Scientific instrument, GC-UNKNOWN-QFT, UNKNOWN
thermo | unknown | gc | ft | unknown | unknown | Thermo Fisher Scientific instrument, GC-UNKNOWN-FT, UNKNOWN
thermo | unknown | gc | ft | unknown | unknown | Thermo Fisher Scientific instrument, GC-UNKNOWN-FT, UNKNOWN
thermo | unknown | gc | ft | unknown | unknown | Thermo Fisher Scientific instrument, GC-UNKNOWN-FT, UNKNOWN
thermo | unknown | lc | qit | unknown | low | Thermo Fisher Scientific instrument, LC-UNKNOWN-QIT, LOW
thermo | unknown | lc | qit | unknown | low | Thermo Fisher Scientific instrument, LC-UNKNOWN-QIT, LOW
thermo | unknown | lc | qit | unknown | low | Thermo Fisher Scientific instrument, LC-UNKNOWN-QIT, LOW
thermo | unknown | lc | qit | unknown | low | Thermo Fisher Scientific instrument, LC-UNKNOWN-QIT, LOW
thermo | unknown | gc | b | unknown | unknown | Thermo Fisher Scientific instrument, GC-UNKNOWN-B, UNKNOWN
thermo | unknown | lc | qqq | unknown | unknown | Thermo Fisher Scientific instrument, LC-UNKNOWN-QQQ, UNKNOWN
thermo | unknown | lc | qqq | unknown | unknown | Thermo Fisher Scientific instrument, LC-UNKNOWN-QQQ, UNKNOWN
thermo | unknown | lc | qqq | unknown | unknown | Thermo Fisher Scientific instrument, LC-UNKNOWN-QQQ, UNKNOWN
thermo | unknown | lc | qit | unknown | unknown | Thermo Fisher Scientific instrument, LC-UNKNOWN-QIT, UNKNOWN
thermo | unknown | lc | qit | unknown | unknown | Thermo Fisher Scientific instrument, LC-UNKNOWN-QIT, UNKNOWN
thermo | unknown | lc | qit | unknown | unknown | Thermo Fisher Scientific instrument, LC-UNKNOWN-QIT, UNKNOWN
unknown | unknown | lc | qft | esi | high | UNKNOWN, LC-ESI-QFT, HIGH
thermo | unknown | gc | qqq | unknown | unknown | Thermo Fisher Scientific instrument, GC-UNKNOWN-QQQ, UNKNOWN
thermo | unknown | lc | qqq | unknown | unknown | Thermo Fisher Scientific instrument, LC-UNKNOWN-QQQ, UNKNOWN
unknown | unknown | lc | qqq | ei | low | UNKNOWN, LC-EI-QQQ, LOW
unknown | unknown | lc | qqq | ei | low | UNKNOWN, LC-EI-QQQ, LOW
unknown | unknown | gc | qqq | ei | low | UNKNOWN, GC-EI-QQQ, LOW
unknown | unknown | lc | qqq | esi | low | UNKNOWN, LC-ESI-QQQ, LOW
unknown | unknown | lc | qft | esi | high | UNKNOWN, LC-ESI-QFT, HIGH
unknown | unknown | lc | qft | apci | high | UNKNOWN, LC-APCI-QFT, HIGH
unknown | unknown | lc | qft | esi | high | UNKNOWN, LC-ESI-QFT, HIGH
unknown | unknown | lc | qft | esi | high | UNKNOWN, LC-ESI-QFT, HIGH
thermo | lcq duo | unknown | unknown | unknown | high | Thermo Fisher Scientific LCQ Duo, LC-UNKNOWN-QIT, HIGH
thermo | unknown | lc | ft | unknown | unknown | Thermo Fisher Scientific instrument, LC-UNKNOWN-FT, UNKNOWN
thermo | unknown | lc | qft | unknown | unknown | Thermo Fisher Scientific instrument, LC-UNKNOWN-QFT, UNKNOWN
thermo | unknown | lc | ft | unknown | unknown | Thermo Fisher Scientific instrument, LC-UNKNOWN-FT, UNKNOWN
thermo | unknown | gc | qft | unknown | unknown | Thermo Fisher Scientific instrument, GC-UNKNOWN-QFT, UNKNOWN
unknown | unknown | lc | ft | esi | unknown | UNKNOWN, LC-ESI-FT, UNKNOWN
unknown | unknown | lc | itft | esi | unknown | UNKNOWN, LC-ESI-ITFT, UNKNOWN
unknown | unknown | gc | b | unknown | low | UNKNOWN, GC-UNKNOWN-B, LOW
unknown | unknown | lc | qqq | unknown | low | UNKNOWN, LC-UNKNOWN-QQQ, LOW
unknown | unknown | lc | qqq | unknown | low | UNKNOWN, LC-UNKNOWN-QQQ, LOW
unknown | unknown | lc | qqq | unknown | low | UNKNOWN, LC-UNKNOWN-QQQ, LOW
unknown | unknown | gc | qqq | unknown | low | UNKNOWN, GC-UNKNOWN-QQQ, LOW
unknown | unknown | lc | qqq | unknown | low | UNKNOWN, LC-UNKNOWN-QQQ, LOW
unknown | unknown | lc | qft | unknown | high | UNKNOWN, LC-UNKNOWN-QFT, HIGH
unknown | unknown | lc | qft | unknown | high | UNKNOWN, LC-UNKNOWN-QFT, HIGH
unknown | unknown | lc | qft | unknown | high | UNKNOWN, LC-UNKNOWN-QFT, HIGH
unknown | unknown | gc | ft | ei | high | UNKNOWN, GC-EI-FT, HIGH
unknown | unknown | gc | ft | apci | high | UNKNOWN, GC-APCI-FT, HIGH
unknown | unknown | gc | b | ci | low | UNKNOWN, GC-CI-B, LOW
unknown | unknown | lc | qqq | ei | low | UNKNOWN, LC-EI-QQQ, LOW
unknown | unknown | lc | itft | esi | high | UNKNOWN, LC-ESI-ITFT, HIGH
unknown | unknown | lc | ft | esi | high | UNKNOWN, LC-ESI-FT, HIGH
unknown | unknown | lc | qft | esi | high | UNKNOWN, LC-ESI-QFT, HIGH
unknown | unknown | lc | ft | esi | high | UNKNOWN, LC-ESI-FT, HIGH
unknown | unknown | lc | ft | apci | high | UNKNOWN, LC-APCI-FT, HIGH
unknown | unknown | lc | ft | esi | high | UNKNOWN, LC-ESI-FT, HIGH
unknown | unknown | lc | itft | esi | high | UNKNOWN, LC-ESI-ITFT, HIGH
unknown | unknown | lc | qit | esi | low | UNKNOWN, LC-ESI-QIT, LOW
unknown | unknown | gc | qft | ci | high | UNKNOWN, GC-CI-QFT, HIGH
unknown | unknown | gc | qft | ei | high | UNKNOWN, GC-EI-QFT, HIGH
unknown | unknown | gc | qft | apci | high | UNKNOWN, GC-APCI-QFT, HIGH
unknown | unknown | gc | ft | ci | high | UNKNOWN, GC-CI-FT, HIGH
unknown | unknown | lc | itft | esi | unknown | UNKNOWN, LC-ESI-ITFT, UNKNOWN
unknown | unknown | gc | qft | unknown | high | UNKNOWN, GC-UNKNOWN-QFT, HIGH
unknown | unknown | gc | qft | unknown | high | UNKNOWN, GC-UNKNOWN-QFT, HIGH
unknown | unknown | lc | itft | esi | unknown | UNKNOWN, LC-ESI-ITFT, UNKNOWN
unknown | unknown | lc | ft | esi | unknown | UNKNOWN, LC-ESI-FT, UNKNOWN
unknown | unknown | lc | qit | esi | low | UNKNOWN, LC-ESI-QIT, LOW
unknown | unknown | lc | qit | esi | low | UNKNOWN, LC-ESI-QIT, LOW
thermo | lcq duo | unknown | unknown | esi | unknown | Thermo Fisher Scientific LCQ Duo, LC-ESI-QIT, UNKNOWN
unknown | unknown | lc | unknown | unknown | unknown | UNKNOWN, LC-UNKNOWN-UNKNOWN, UNKNOWN
unknown | unknown | lc | unknown | unknown | unknown | UNKNOWN, LC-UNKNOWN-UNKNOWN, UNKNOWN
unknown | unknown | lc | unknown | unknown | unknown | UNKNOWN, LC-UNKNOWN-UNKNOWN, UNKNOWN
unknown | unknown | lc | unknown | unknown | unknown | UNKNOWN, LC-UNKNOWN-UNKNOWN, UNKNOWN
unknown | unknown | lc | unknown | unknown | unknown | UNKNOWN, LC-UNKNOWN-UNKNOWN, UNKNOWN
unknown | unknown | lc | unknown | unknown | unknown | UNKNOWN, LC-UNKNOWN-UNKNOWN, UNKNOWN
unknown | unknown | lc | itft | apci | high | UNKNOWN, LC-APCI-ITFT, HIGH
unknown | unknown | lc | qft | esi | high | UNKNOWN, LC-ESI-QFT, HIGH
unknown | unknown | lc | itft | esi | high | UNKNOWN, LC-ESI-ITFT, HIGH
unknown | unknown | lc | ft | esi | high | UNKNOWN, LC-ESI-FT, HIGH
unknown | unknown | lc | ft | esi | high | UNKNOWN, LC-ESI-FT, HIGH
unknown | unknown | lc | itft | esi | high | UNKNOWN, LC-ESI-ITFT, HIGH
unknown | unknown | lc | qft | esi | high | UNKNOWN, LC-ESI-QFT, HIGH
thermo | unknown | lc | ft | unknown | high | Thermo Fisher Scientific instrument, LC-UNKNOWN-FT, HIGH
thermo | unknown | lc | itft | unknown | high | Thermo Fisher Scientific instrument, LC-UNKNOWN-ITFT, HIGH
unknown | unknown | lc | unknown | unknown | unknown | UNKNOWN, LC-UNKNOWN-UNKNOWN, UNKNOWN
unknown | unknown | lc | unknown | unknown | unknown | UNKNOWN, LC-UNKNOWN-UNKNOWN, UNKNOWN
unknown | unknown | lc | unknown | unknown | unknown | UNKNOWN, LC-UNKNOWN-UNKNOWN, UNKNOWN
unknown | unknown | lc | unknown | unknown | unknown | UNKNOWN, LC-UNKNOWN-UNKNOWN, UNKNOWN
unknown | unknown | lc | unknown | unknown | unknown | UNKNOWN, LC-UNKNOWN-UNKNOWN, UNKNOWN
unknown | unknown | lc | unknown | unknown | unknown | UNKNOWN, LC-UNKNOWN-UNKNOWN, UNKNOWN
unknown | unknown | lc | unknown | unknown | unknown | UNKNOWN, LC-UNKNOWN-UNKNOWN, UNKNOWN
unknown | unknown | lc | unknown | unknown | unknown | UNKNOWN, LC-UNKNOWN-UNKNOWN, UNKNOWN
unknown | unknown | lc | unknown | unknown | unknown | UNKNOWN, LC-UNKNOWN-UNKNOWN, UNKNOWN
unknown | unknown | lc | unknown | unknown | unknown | UNKNOWN, LC-UNKNOWN-UNKNOWN, UNKNOWN
unknown | unknown | lc | qit | esi | high | UNKNOWN, LC-ESI-QIT, HIGH
unknown | unknown | lc | qit | esi | low | UNKNOWN, LC-ESI-QIT, LOW
unknown | unknown | lc | qit | esi | low | UNKNOWN, LC-ESI-QIT, LOW
unknown | unknown | lc | qit | esi | low | UNKNOWN, LC-ESI-QIT, LOW
unknown | unknown | lc | itft | unknown | high | UNKNOWN, LC-UNKNOWN-ITFT, HIGH
unknown | unknown | lc | qft | unknown | high | UNKNOWN, LC-UNKNOWN-QFT, HIGH
unknown | unknown | lc | ft | unknown | high | UNKNOWN, LC-UNKNOWN-FT, HIGH
unknown | unknown | lc | qft | unknown | high | UNKNOWN, LC-UNKNOWN-QFT, HIGH
unknown | unknown | lc | ft | unknown | high | UNKNOWN, LC-UNKNOWN-FT, HIGH
unknown | unknown | lc | ft | unknown | high | UNKNOWN, LC-UNKNOWN-FT, HIGH
unknown | unknown | lc | ft | unknown | high | UNKNOWN, LC-UNKNOWN-FT, HIGH
unknown | unknown | lc | itft | unknown | high | UNKNOWN, LC-UNKNOWN-ITFT, HIGH
thermo | unknown | lc | qft | unknown | high | Thermo Fisher Scientific instrument, LC-UNKNOWN-QFT, HIGH
thermo | unknown | lc | qft | unknown | high | Thermo Fisher Scientific instrument, LC-UNKNOWN-QFT, HIGH
thermo | unknown | lc | itft | unknown | high | Thermo Fisher Scientific instrument, LC-UNKNOWN-ITFT, HIGH
thermo | unknown | lc | qft | unknown | high | Thermo Fisher Scientific instrument, LC-UNKNOWN-QFT, HIGH
thermo | unknown | lc | itft | unknown | high | Thermo Fisher Scientific instrument, LC-UNKNOWN-ITFT, HIGH
thermo | unknown | lc | qft | unknown | high | Thermo Fisher Scientific instrument, LC-UNKNOWN-QFT, HIGH
thermo | unknown | lc | itft | unknown | high | Thermo Fisher Scientific instrument, LC-UNKNOWN-ITFT, HIGH
thermo | unknown | lc | ft | unknown | high | Thermo Fisher Scientific instrument, LC-UNKNOWN-FT, HIGH
unknown | unknown | lc | itft | esi | high | UNKNOWN, LC-ESI-ITFT, HIGH
unknown | unknown | lc | itft | esi | high | UNKNOWN, LC-ESI-ITFT, HIGH
unknown | unknown | lc | itft | esi | high | UNKNOWN, LC-ESI-ITFT, HIGH
unknown | unknown | lc | qit | esi | low | UNKNOWN, LC-ESI-QIT, LOW
thermo | lcq duo | unknown | qit | unknown | unknown | Thermo Fisher Scientific LCQ Duo, LC-UNKNOWN-QIT, UNKNOWN
unknown | unknown | lc | itft | esi | high | UNKNOWN, LC-ESI-ITFT, HIGH
unknown | unknown | lc | itft | esi | high | UNKNOWN, LC-ESI-ITFT, HIGH
unknown | unknown | lc | qit | esi | low | UNKNOWN, LC-ESI-QIT, LOW
unknown | unknown | lc | qft | unknown | high | UNKNOWN, LC-UNKNOWN-QFT, HIGH
unknown | unknown | lc | itft | unknown | high | UNKNOWN, LC-UNKNOWN-ITFT, HIGH
unknown | unknown | lc | qft | unknown | high | UNKNOWN, LC-UNKNOWN-QFT, HIGH
unknown | unknown | lc | itft | esi | unknown | UNKNOWN, LC-ESI-ITFT, UNKNOWN
unknown | unknown | lc | itft | esi | unknown | UNKNOWN, LC-ESI-ITFT, UNKNOWN
unknown | unknown | lc | itft | esi | unknown | UNKNOWN, LC-ESI-ITFT, UNKNOWN
unknown | unknown | lc | itft | esi | unknown | UNKNOWN, LC-ESI-ITFT, UNKNOWN
unknown | unknown | lc | ft | unknown | high | UNKNOWN, LC-UNKNOWN-FT, HIGH
unknown | unknown | gc | ft | unknown | high | UNKNOWN, GC-UNKNOWN-FT, HIGH
unknown | unknown | gc | ft | unknown | high | UNKNOWN, GC-UNKNOWN-FT, HIGH
unknown | unknown | lc | itft | unknown | high | UNKNOWN, LC-UNKNOWN-ITFT, HIGH
unknown | unknown | lc | itft | unknown | high | UNKNOWN, LC-UNKNOWN-ITFT, HIGH
unknown | unknown | lc | qit | unknown | low | UNKNOWN, LC-UNKNOWN-QIT, LOW
unknown | unknown | lc | qit | unknown | high | UNKNOWN, LC-UNKNOWN-QIT, HIGH
unknown | unknown | lc | qit | unknown | low | UNKNOWN, LC-UNKNOWN-QIT, LOW
unknown | unknown | lc | qit | unknown | low | UNKNOWN, LC-UNKNOWN-QIT, LOW
unknown | unknown | lc | qit | unknown | low | UNKNOWN, LC-UNKNOWN-QIT, LOW
unknown | unknown | lc | qit | unknown | low | UNKNOWN, LC-UNKNOWN-QIT, LOW
unknown | unknown | lc | qit | unknown | low | UNKNOWN, LC-UNKNOWN-QIT, LOW
unknown | unknown | lc | it | esi | low | UNKNOWN, LC-ESI-IT, LOW
unknown | unknown | lc | itft | esi | high | UNKNOWN, LC-ESI-ITFT, HIGH
unknown | unknown | lc | itft | esi | high | UNKNOWN, LC-ESI-ITFT, HIGH
unknown | unknown | lc | itft | esi | high | UNKNOWN, LC-ESI-ITFT, HIGH
unknown | unknown | lc | itft | esi | high | UNKNOWN, LC-ESI-ITFT, HIGH
thermo | unknown | lc | ft | unknown | high | Thermo Fisher Scientific instrument, LC-UNKNOWN-FT, HIGH
thermo | unknown | lc | qit | unknown | high | Thermo Fisher Scientific instrument, LC-UNKNOWN-QIT, HIGH
thermo | unknown | lc | qit | unknown | low | Thermo Fisher Scientific instrument, LC-UNKNOWN-QIT, LOW
thermo | unknown | gc | ft | unknown | high | Thermo Fisher Scientific instrument, GC-UNKNOWN-FT, HIGH
thermo | unknown | gc | b | unknown | low | Thermo Fisher Scientific instrument, GC-UNKNOWN-B, LOW
thermo | unknown | lc | qqq | unknown | low | Thermo Fisher Scientific instrument, LC-UNKNOWN-QQQ, LOW
thermo | unknown | lc | qft | unknown | high | Thermo Fisher Scientific instrument, LC-UNKNOWN-QFT, HIGH
thermo | unknown | lc | ft | unknown | high | Thermo Fisher Scientific instrument, LC-UNKNOWN-FT, HIGH
thermo | unknown | lc | ft | unknown | high | Thermo Fisher Scientific instrument, LC-UNKNOWN-FT, HIGH
thermo | unknown | lc | ft | unknown | high | Thermo Fisher Scientific instrument, LC-UNKNOWN-FT, HIGH
thermo | lcq duo | unknown | qit | esi | unknown | Thermo Fisher Scientific LCQ Duo, LC-ESI-QIT, UNKNOWN
unknown | unknown | lc | qit | unknown | low | UNKNOWN, LC-UNKNOWN-QIT, LOW
unknown | unknown | lc | it | unknown | low | UNKNOWN, LC-UNKNOWN-IT, LOW
unknown | unknown | lc | itft | unknown | high | UNKNOWN, LC-UNKNOWN-ITFT, HIGH
unknown | unknown | gc | qft | unknown | high | UNKNOWN, GC-UNKNOWN-QFT, HIGH
unknown | unknown | gc | ft | unknown | high | UNKNOWN, GC-UNKNOWN-FT, HIGH
unknown | unknown | lc | itft | unknown | high | UNKNOWN, LC-UNKNOWN-ITFT, HIGH
unknown | unknown | lc | ft | unknown | high | UNKNOWN, LC-UNKNOWN-FT, HIGH
unknown | unknown | gc | unknown | ei | high | UNKNOWN, GC-EI-UNKNOWN, HIGH
unknown | unknown | gc | unknown | apci | high | UNKNOWN, GC-APCI-UNKNOWN, HIGH
unknown | unknown | gc | unknown | ci | low | UNKNOWN, GC-CI-UNKNOWN, LOW
unknown | unknown | lc | unknown | ei | low | UNKNOWN, LC-EI-UNKNOWN, LOW
unknown | unknown | lc | unknown | ei | low | UNKNOWN, LC-EI-UNKNOWN, LOW
unknown | unknown | lc | unknown | ei | low | UNKNOWN, LC-EI-UNKNOWN, LOW
unknown | unknown | gc | unknown | ei | low | UNKNOWN, GC-EI-UNKNOWN, LOW
unknown | unknown | lc | unknown | esi | low | UNKNOWN, LC-ESI-UNKNOWN, LOW
unknown | unknown | lc | unknown | esi | high | UNKNOWN, LC-ESI-UNKNOWN, HIGH
thermo | unknown | lc | itft | esi | unknown | Thermo Fisher Scientific instrument, LC-ESI-ITFT, UNKNOWN
thermo | unknown | lc | itft | esi | unknown | Thermo Fisher Scientific instrument, LC-ESI-ITFT, UNKNOWN
thermo | unknown | gc | qft | unknown | high | Thermo Fisher Scientific instrument, GC-UNKNOWN-QFT, HIGH
thermo | lcq duo | lc | qit | esi | unknown | Thermo Fisher Scientific LCQ Duo, LC-ESI-QIT, UNKNOWN
thermo | unknown | lc | qft | unknown | high | Thermo Fisher Scientific instrument, LC-UNKNOWN-QFT, HIGH
unknown | unknown | lc | unknown | esi | high | UNKNOWN, LC-ESI-UNKNOWN, HIGH
unknown | unknown | lc | unknown | esi | high | UNKNOWN, LC-ESI-UNKNOWN, HIGH
unknown | unknown | lc | unknown | esi | high | UNKNOWN, LC-ESI-UNKNOWN, HIGH
unknown | unknown | lc | unknown | apci | high | UNKNOWN, LC-APCI-UNKNOWN, HIGH
thermo | lcq duo | lc | unknown | unknown | unknown | Thermo Fisher Scientific LCQ Duo, LC-UNKNOWN-QIT, UNKNOWN
unknown | unknown | lc | unknown | unknown | unknown | UNKNOWN, LC-UNKNOWN-UNKNOWN, UNKNOWN
unknown | unknown | lc | unknown | unknown | unknown | UNKNOWN, LC-UNKNOWN-UNKNOWN, UNKNOWN
unknown | unknown | lc | unknown | unknown | unknown | UNKNOWN, LC-UNKNOWN-UNKNOWN, UNKNOWN
unknown | unknown | lc | unknown | unknown | unknown | UNKNOWN, LC-UNKNOWN-UNKNOWN, UNKNOWN
unknown | unknown | lc | unknown | unknown | unknown | UNKNOWN, LC-UNKNOWN-UNKNOWN, UNKNOWN
unknown | unknown | unknown | qft | unknown | unknown | UNKNOWN, UNKNOWN-UNKNOWN-QFT, UNKNOWN
unknown | unknown | lc | qit | unknown | low | UNKNOWN, LC-UNKNOWN-QIT, LOW
unknown | unknown | lc | itft | unknown | high | UNKNOWN, LC-UNKNOWN-ITFT, HIGH
unknown | unknown | lc | itft | unknown | high | UNKNOWN, LC-UNKNOWN-ITFT, HIGH
unknown | unknown | lc | itft | unknown | high | UNKNOWN, LC-UNKNOWN-ITFT, HIGH
unknown | unknown | lc | qft | unknown | high | UNKNOWN, LC-UNKNOWN-QFT, HIGH
unknown | unknown | unknown | qqq | unknown | unknown | UNKNOWN, UNKNOWN-UNKNOWN-QQQ, UNKNOWN
unknown | unknown | unknown | qqq | unknown | unknown | UNKNOWN, UNKNOWN-UNKNOWN-QQQ, UNKNOWN
unknown | unknown | unknown | qqq | unknown | unknown | UNKNOWN, UNKNOWN-UNKNOWN-QQQ, UNKNOWN
unknown | unknown | unknown | qqq | unknown | unknown | UNKNOWN, UNKNOWN-UNKNOWN-QQQ, UNKNOWN
unknown | unknown | lc | unknown | apci | high | UNKNOWN, LC-APCI-UNKNOWN, HIGH
unknown | unknown | lc | unknown | esi | high | UNKNOWN, LC-ESI-UNKNOWN, HIGH
unknown | unknown | lc | unknown | esi | high | UNKNOWN, LC-ESI-UNKNOWN, HIGH
unknown | unknown | lc | itft | unknown | high | UNKNOWN, LC-UNKNOWN-ITFT, HIGH
unknown | unknown | lc | itft | unknown | high | UNKNOWN, LC-UNKNOWN-ITFT, HIGH
unknown | unknown | lc | itft | unknown | high | UNKNOWN, LC-UNKNOWN-ITFT, HIGH
unknown | unknown | lc | itft | unknown | high | UNKNOWN, LC-UNKNOWN-ITFT, HIGH
unknown | unknown | lc | unknown | esi | high | UNKNOWN, LC-ESI-UNKNOWN, HIGH
unknown | unknown | lc | unknown | esi | high | UNKNOWN, LC-ESI-UNKNOWN, HIGH
unknown | unknown | lc | unknown | esi | high | UNKNOWN, LC-ESI-UNKNOWN, HIGH
unknown | unknown | lc | unknown | esi | high | UNKNOWN, LC-ESI-UNKNOWN, HIGH
unknown | unknown | lc | unknown | esi | high | UNKNOWN, LC-ESI-UNKNOWN, HIGH
thermo | lcq duo | lc | qit | unknown | high | Thermo Fisher Scientific LCQ Duo, LC-UNKNOWN-QIT, HIGH
unknown | unknown | unknown | unknown | esi | high | UNKNOWN, LC-ESI-UNKNOWN, HIGH
unknown | unknown | unknown | unknown | esi | low | UNKNOWN, LC-ESI-UNKNOWN, LOW
unknown | unknown | unknown | unknown | esi | low | UNKNOWN, LC-ESI-UNKNOWN, LOW
unknown | unknown | unknown | unknown | esi | low | UNKNOWN, LC-ESI-UNKNOWN, LOW
unknown | unknown | unknown | unknown | esi | low | UNKNOWN, LC-ESI-UNKNOWN, LOW
unknown | unknown | unknown | unknown | esi | low | UNKNOWN, LC-ESI-UNKNOWN, LOW
unknown | unknown | unknown | unknown | esi | low | UNKNOWN, LC-ESI-UNKNOWN, LOW
unknown | unknown | unknown | unknown | esi | high | UNKNOWN, LC-ESI-UNKNOWN, HIGH
unknown | unknown | unknown | unknown | esi | high | UNKNOWN, LC-ESI-UNKNOWN, HIGH
unknown | unknown | unknown | qft | unknown | unknown | UNKNOWN, UNKNOWN-UNKNOWN-QFT, UNKNOWN
unknown | unknown | unknown | qft | unknown | unknown | UNKNOWN, UNKNOWN-UNKNOWN-QFT, UNKNOWN
unknown | unknown | unknown | ft | unknown | unknown | UNKNOWN, UNKNOWN-UNKNOWN-FT, UNKNOWN
unknown | unknown | unknown | ft | unknown | unknown | UNKNOWN, UNKNOWN-UNKNOWN-FT, UNKNOWN
unknown | unknown | unknown | ft | unknown | unknown | UNKNOWN, UNKNOWN-UNKNOWN-FT, UNKNOWN
unknown | unknown | unknown | b | unknown | unknown | UNKNOWN, UNKNOWN-UNKNOWN-B, UNKNOWN
unknown | unknown | unknown | unknown | apci | high | UNKNOWN, LC-APCI-UNKNOWN, HIGH
unknown | unknown | unknown | unknown | esi | high | UNKNOWN, LC-ESI-UNKNOWN, HIGH
unknown | unknown | unknown | unknown | esi | high | UNKNOWN, LC-ESI-UNKNOWN, HIGH
unknown | unknown | unknown | unknown | esi | high | UNKNOWN, LC-ESI-UNKNOWN, HIGH
unknown | unknown | unknown | unknown | esi | high | UNKNOWN, LC-ESI-UNKNOWN, HIGH
unknown | unknown | unknown | unknown | apci | high | UNKNOWN, LC-APCI-UNKNOWN, HIGH
unknown | unknown | unknown | unknown | esi | high | UNKNOWN, LC-ESI-UNKNOWN, HIGH
unknown | unknown | unknown | unknown | esi | high | UNKNOWN, LC-ESI-UNKNOWN, HIGH
unknown | unknown | unknown | unknown | esi | high | UNKNOWN, LC-ESI-UNKNOWN, HIGH
unknown | unknown | unknown | unknown | apci | high | UNKNOWN, LC-APCI-UNKNOWN, HIGH
unknown | unknown | unknown | unknown | esi | high | UNKNOWN, LC-ESI-UNKNOWN, HIGH
unknown | unknown | unknown | unknown | esi | high | UNKNOWN, LC-ESI-UNKNOWN, HIGH
unknown | unknown | unknown | unknown | esi | low | UNKNOWN, LC-ESI-UNKNOWN, LOW
unknown | unknown | unknown | unknown | esi | low | UNKNOWN, LC-ESI-UNKNOWN, LOW
unknown | unknown | unknown | unknown | esi | high | UNKNOWN, LC-ESI-UNKNOWN, HIGH
unknown | unknown | unknown | unknown | esi | high | UNKNOWN, LC-ESI-UNKNOWN, HIGH
unknown | unknown | unknown | qit | unknown | low | UNKNOWN, UNKNOWN-UNKNOWN-QIT, LOW
unknown | unknown | unknown | itft | unknown | high | UNKNOWN, UNKNOWN-UNKNOWN-ITFT, HIGH
unknown | unknown | unknown | itft | unknown | high | UNKNOWN, UNKNOWN-UNKNOWN-ITFT, HIGH
unknown | unknown | unknown | unknown | ci | high | UNKNOWN, GC-CI-UNKNOWN, HIGH
unknown | unknown | unknown | unknown | ei | high | UNKNOWN, GC-EI-UNKNOWN, HIGH
unknown | unknown | unknown | unknown | apci | high | UNKNOWN, LC-APCI-UNKNOWN, HIGH
unknown | unknown | unknown | unknown | esi | high | UNKNOWN, LC-ESI-UNKNOWN, HIGH
unknown | unknown | unknown | unknown | esi | high | UNKNOWN, LC-ESI-UNKNOWN, HIGH
unknown | unknown | unknown | unknown | esi | high | UNKNOWN, LC-ESI-UNKNOWN, HIGH
unknown | unknown | unknown | unknown | esi | high | UNKNOWN, LC-ESI-UNKNOWN, HIGH
unknown | unknown | unknown | unknown | esi | high | UNKNOWN, LC-ESI-UNKNOWN, HIGH
unknown | unknown | unknown | unknown | esi | low | UNKNOWN, LC-ESI-UNKNOWN, LOW
unknown | unknown | unknown | unknown | ei | low | UNKNOWN, GC-EI-UNKNOWN, LOW
unknown | unknown | unknown | unknown | ei | low | UNKNOWN, GC-EI-UNKNOWN, LOW
unknown | unknown | unknown | unknown | esi | low | UNKNOWN, LC-ESI-UNKNOWN, LOW
unknown | unknown | unknown | unknown | esi | high | UNKNOWN, LC-ESI-UNKNOWN, HIGH
unknown | unknown | unknown | qit | unknown | low | UNKNOWN, UNKNOWN-UNKNOWN-QIT, LOW
unknown | unknown | unknown | it | unknown | low | UNKNOWN, UNKNOWN-UNKNOWN-IT, LOW
unknown | unknown | unknown | itft | unknown | high | UNKNOWN, UNKNOWN-UNKNOWN-ITFT, HIGH
unknown | unknown | unknown | itft | unknown | high | UNKNOWN, UNKNOWN-UNKNOWN-ITFT, HIGH
unknown | unknown | unknown | itft | unknown | high | UNKNOWN, UNKNOWN-UNKNOWN-ITFT, HIGH
unknown | unknown | unknown | itft | unknown | high | UNKNOWN, UNKNOWN-UNKNOWN-ITFT, HIGH
unknown | unknown | unknown | unknown | esi | high | UNKNOWN, LC-ESI-UNKNOWN, HIGH
unknown | unknown | unknown | unknown | esi | high | UNKNOWN, LC-ESI-UNKNOWN, HIGH
unknown | unknown | unknown | unknown | esi | high | UNKNOWN, LC-ESI-UNKNOWN, HIGH
unknown | unknown | unknown | unknown | esi | high | UNKNOWN, LC-ESI-UNKNOWN, HIGH
unknown | unknown | unknown | unknown | esi | high | UNKNOWN, LC-ESI-UNKNOWN, HIGH
unknown | unknown | unknown | unknown | esi | high | UNKNOWN, LC-ESI-UNKNOWN, HIGH
unknown | unknown | unknown | qit | unknown | low | UNKNOWN, UNKNOWN-UNKNOWN-QIT, LOW
unknown | unknown | unknown | qit | unknown | low | UNKNOWN, UNKNOWN-UNKNOWN-QIT, LOW
unknown | unknown | unknown | qit | unknown | low | UNKNOWN, UNKNOWN-UNKNOWN-QIT, LOW
unknown | unknown | unknown | qit | unknown | low | UNKNOWN, UNKNOWN-UNKNOWN-QIT, LOW
unknown | unknown | unknown | qft | unknown | high | UNKNOWN, UNKNOWN-UNKNOWN-QFT, HIGH
unknown | unknown | unknown | itft | unknown | high | UNKNOWN, UNKNOWN-UNKNOWN-ITFT, HIGH
unknown | unknown | unknown | qft | unknown | high | UNKNOWN, UNKNOWN-UNKNOWN-QFT, HIGH
unknown | unknown | unknown | itft | unknown | high | UNKNOWN, UNKNOWN-UNKNOWN-ITFT, HIGH
unknown | unknown | unknown | qft | unknown | high | UNKNOWN, UNKNOWN-UNKNOWN-QFT, HIGH
unknown | unknown | unknown | itft | unknown | high | UNKNOWN, UNKNOWN-UNKNOWN-ITFT, HIGH
unknown | unknown | unknown | unknown | ci | high | UNKNOWN, GC-CI-UNKNOWN, HIGH
unknown | unknown | unknown | unknown | ei | high | UNKNOWN, GC-EI-UNKNOWN, HIGH
unknown | unknown | unknown | unknown | apci | high | UNKNOWN, LC-APCI-UNKNOWN, HIGH
unknown | unknown | unknown | unknown | ci | low | UNKNOWN, GC-CI-UNKNOWN, LOW
unknown | unknown | unknown | unknown | ei | low | UNKNOWN, GC-EI-UNKNOWN, LOW
unknown | unknown | unknown | unknown | ei | low | UNKNOWN, GC-EI-UNKNOWN, LOW
unknown | unknown | unknown | ft | unknown | high | UNKNOWN, UNKNOWN-UNKNOWN-FT, HIGH
unknown | unknown | unknown | ft | unknown | high | UNKNOWN, UNKNOWN-UNKNOWN-FT, HIGH
unknown | unknown | unknown | ft | unknown | high | UNKNOWN, UNKNOWN-UNKNOWN-FT, HIGH
unknown | unknown | unknown | itft | unknown | high | UNKNOWN, UNKNOWN-UNKNOWN-ITFT, HIGH
unknown | unknown | unknown | itft | esi | unknown | UNKNOWN, LC-ESI-ITFT, UNKNOWN
unknown | unknown | unknown | qft | unknown | high | UNKNOWN, UNKNOWN-UNKNOWN-QFT, HIGH
unknown | unknown | unknown | qft | unknown | high | UNKNOWN, UNKNOWN-UNKNOWN-QFT, HIGH
unknown | unknown | unknown | qft | unknown | high | UNKNOWN, UNKNOWN-UNKNOWN-QFT, HIGH
unknown | unknown | unknown | ft | unknown | high | UNKNOWN, UNKNOWN-UNKNOWN-FT, HIGH
unknown | unknown | unknown | ft | unknown | high | UNKNOWN, UNKNOWN-UNKNOWN-FT, HIGH
unknown | unknown | unknown | itft | unknown | high | UNKNOWN, UNKNOWN-UNKNOWN-ITFT, HIGH
unknown | unknown | unknown | itft | unknown | high | UNKNOWN, UNKNOWN-UNKNOWN-ITFT, HIGH
unknown | unknown | unknown | itft | unknown | high | UNKNOWN, UNKNOWN-UNKNOWN-ITFT, HIGH
unknown | unknown | unknown | qit | unknown | low | UNKNOWN, UNKNOWN-UNKNOWN-QIT, LOW
unknown | unknown | unknown | qit | unknown | high | UNKNOWN, UNKNOWN-UNKNOWN-QIT, HIGH
unknown | unknown | unknown | qit | unknown | low | UNKNOWN, UNKNOWN-UNKNOWN-QIT, LOW
unknown | unknown | unknown | qqq | unknown | low | UNKNOWN, UNKNOWN-UNKNOWN-QQQ, LOW
unknown | unknown | unknown | qft | unknown | high | UNKNOWN, UNKNOWN-UNKNOWN-QFT, HIGH
unknown | unknown | unknown | qft | unknown | high | UNKNOWN, UNKNOWN-UNKNOWN-QFT, HIGH
unknown | unknown | unknown | qft | unknown | high | UNKNOWN, UNKNOWN-UNKNOWN-QFT, HIGH
unknown | unknown | unknown | itft | esi | unknown | UNKNOWN, LC-ESI-ITFT, UNKNOWN
unknown | unknown | unknown | itft | esi | unknown | UNKNOWN, LC-ESI-ITFT, UNKNOWN
unknown | unknown | unknown | itft | esi | unknown | UNKNOWN, LC-ESI-ITFT, UNKNOWN
unknown | unknown | unknown | itft | esi | unknown | UNKNOWN, LC-ESI-ITFT, UNKNOWN
unknown | unknown | unknown | itft | esi | unknown | UNKNOWN, LC-ESI-ITFT, UNKNOWN
unknown | unknown | unknown | itft | esi | unknown | UNKNOWN, LC-ESI-ITFT, UNKNOWN
unknown | unknown | unknown | ft | unknown | high | UNKNOWN, UNKNOWN-UNKNOWN-FT, HIGH
unknown | unknown | unknown | ft | unknown | high | UNKNOWN, UNKNOWN-UNKNOWN-FT, HIGH
unknown | unknown | unknown | itft | unknown | high | UNKNOWN, UNKNOWN-UNKNOWN-ITFT, HIGH
unknown | unknown | unknown | qft | unknown | high | UNKNOWN, UNKNOWN-UNKNOWN-QFT, HIGH
unknown | unknown | unknown | ft | unknown | high | UNKNOWN, UNKNOWN-UNKNOWN-FT, HIGH
unknown | unknown | unknown | qft | unknown | high | UNKNOWN, UNKNOWN-UNKNOWN-QFT, HIGH
unknown | unknown | unknown | qit | esi | unknown | UNKNOWN, LC-ESI-QIT, UNKNOWN
unknown | unknown | unknown | qit | esi | unknown | UNKNOWN, LC-ESI-QIT, UNKNOWN
unknown | unknown | unknown | qit | esi | unknown | UNKNOWN, LC-ESI-QIT, UNKNOWN
unknown | unknown | unknown | itft | esi | unknown | UNKNOWN, LC-ESI-ITFT, UNKNOWN
unknown | unknown | unknown | qft | esi | unknown | UNKNOWN, LC-ESI-QFT, UNKNOWN
unknown | unknown | unknown | itft | apci | unknown | UNKNOWN, LC-APCI-ITFT, UNKNOWN
unknown | unknown | unknown | qft | esi | unknown | UNKNOWN, LC-ESI-QFT, UNKNOWN
unknown | unknown | unknown | itft | esi | unknown | UNKNOWN, LC-ESI-ITFT, UNKNOWN
unknown | unknown | unknown | ft | esi | unknown | UNKNOWN, LC-ESI-FT, UNKNOWN
unknown | unknown | unknown | ft | esi | unknown | UNKNOWN, LC-ESI-FT, UNKNOWN
unknown | unknown | unknown | ft | unknown | high | UNKNOWN, UNKNOWN-UNKNOWN-FT, HIGH
unknown | unknown | unknown | b | unknown | low | UNKNOWN, UNKNOWN-UNKNOWN-B, LOW
unknown | unknown | unknown | qqq | unknown | low | UNKNOWN, UNKNOWN-UNKNOWN-QQQ, LOW
unknown | unknown | unknown | qqq | unknown | low | UNKNOWN, UNKNOWN-UNKNOWN-QQQ, LOW
unknown | unknown | unknown | qqq | unknown | low | UNKNOWN, UNKNOWN-UNKNOWN-QQQ, LOW
unknown | unknown | unknown | qqq | unknown | low | UNKNOWN, UNKNOWN-UNKNOWN-QQQ, LOW
unknown | unknown | unknown | ft | esi | unknown | UNKNOWN, LC-ESI-FT, UNKNOWN
unknown | unknown | unknown | itft | esi | unknown | UNKNOWN, LC-ESI-ITFT, UNKNOWN
unknown | unknown | unknown | qit | esi | unknown | UNKNOWN, LC-ESI-QIT, UNKNOWN
unknown | unknown | unknown | it | esi | unknown | UNKNOWN, LC-ESI-IT, UNKNOWN
unknown | unknown | unknown | qft | ei | unknown | UNKNOWN, GC-EI-QFT, UNKNOWN
unknown | unknown | unknown | qft | apci | unknown | UNKNOWN, LC-APCI-QFT, UNKNOWN
unknown | unknown | unknown | ft | ci | unknown | UNKNOWN, GC-CI-FT, UNKNOWN
unknown | unknown | unknown | ft | ei | unknown | UNKNOWN, GC-EI-FT, UNKNOWN
unknown | unknown | unknown | ft | apci | unknown | UNKNOWN, LC-APCI-FT, UNKNOWN
unknown | unknown | unknown | b | ci | unknown | UNKNOWN, GC-CI-B, UNKNOWN
unknown | unknown | unknown | itft | esi | unknown | UNKNOWN, LC-ESI-ITFT, UNKNOWN
unknown | unknown | unknown | qit | esi | unknown | UNKNOWN, LC-ESI-QIT, UNKNOWN
unknown | unknown | unknown | qit | esi | unknown | UNKNOWN, LC-ESI-QIT, UNKNOWN
unknown | unknown | unknown | qit | esi | unknown | UNKNOWN, LC-ESI-QIT, UNKNOWN
unknown | unknown | unknown | qit | esi | unknown | UNKNOWN, LC-ESI-QIT, UNKNOWN
unknown | unknown | unknown | qit | esi | unknown | UNKNOWN, LC-ESI-QIT, UNKNOWN
unknown | unknown | unknown | qft | apci | unknown | UNKNOWN, LC-APCI-QFT, UNKNOWN
unknown | unknown | unknown | qft | esi | unknown | UNKNOWN, LC-ESI-QFT, UNKNOWN
unknown | unknown | unknown | qft | esi | unknown | UNKNOWN, LC-ESI-QFT, UNKNOWN
unknown | unknown | unknown | itft | esi | unknown | UNKNOWN, LC-ESI-ITFT, UNKNOWN
unknown | unknown | lc | unknown | unknown | high | UNKNOWN, LC-UNKNOWN-UNKNOWN, HIGH
unknown | unknown | lc | unknown | unknown | high | UNKNOWN, LC-UNKNOWN-UNKNOWN, HIGH
unknown | unknown | lc | unknown | unknown | high | UNKNOWN, LC-UNKNOWN-UNKNOWN, HIGH
unknown | unknown | lc | unknown | unknown | high | UNKNOWN, LC-UNKNOWN-UNKNOWN, HIGH
unknown | unknown | lc | unknown | unknown | high | UNKNOWN, LC-UNKNOWN-UNKNOWN, HIGH
unknown | unknown | lc | unknown | unknown | low | UNKNOWN, LC-UNKNOWN-UNKNOWN, LOW
unknown | unknown | unknown | itft | esi | unknown | UNKNOWN, LC-ESI-ITFT, UNKNOWN
unknown | unknown | unknown | qft | esi | unknown | UNKNOWN, LC-ESI-QFT, UNKNOWN
unknown | unknown | unknown | ft | esi | unknown | UNKNOWN, LC-ESI-FT, UNKNOWN
unknown | unknown | unknown | qft | esi | unknown | UNKNOWN, LC-ESI-QFT, UNKNOWN
unknown | unknown | unknown | ft | esi | unknown | UNKNOWN, LC-ESI-FT, UNKNOWN
unknown | unknown | unknown | ft | apci | unknown | UNKNOWN, LC-APCI-FT, UNKNOWN
unknown | unknown | lc | unknown | unknown | low | UNKNOWN, LC-UNKNOWN-UNKNOWN, LOW
unknown | unknown | lc | unknown | unknown | high | UNKNOWN, LC-UNKNOWN-UNKNOWN, HIGH
unknown | unknown | lc | unknown | unknown | high | UNKNOWN, LC-UNKNOWN-UNKNOWN, HIGH
unknown | unknown | unknown | qft | ci | unknown | UNKNOWN, GC-CI-QFT, UNKNOWN
unknown | unknown | lc | unknown | unknown | high | UNKNOWN, LC-UNKNOWN-UNKNOWN, HIGH
unknown | unknown | lc | unknown | unknown | high | UNKNOWN, LC-UNKNOWN-UNKNOWN, HIGH
unknown | unknown | lc | unknown | unknown | high | UNKNOWN, LC-UNKNOWN-UNKNOWN, HIGH
unknown | unknown | lc | unknown | unknown | high | UNKNOWN, LC-UNKNOWN-UNKNOWN, HIGH
unknown | unknown | lc | unknown | unknown | high | UNKNOWN, LC-UNKNOWN-UNKNOWN, HIGH
unknown | unknown | lc | unknown | unknown | high | UNKNOWN, LC-UNKNOWN-UNKNOWN, HIGH
unknown | unknown | unknown | qqq | ei | unknown | UNKNOWN, GC-EI-QQQ, UNKNOWN
unknown | unknown | unknown | qqq | ei | unknown | UNKNOWN, GC-EI-QQQ, UNKNOWN
unknown | unknown | unknown | qqq | ei | unknown | UNKNOWN, GC-EI-QQQ, UNKNOWN
unknown | unknown | unknown | qqq | ei | unknown | UNKNOWN, GC-EI-QQQ, UNKNOWN
unknown | unknown | unknown | qqq | esi | unknown | UNKNOWN, LC-ESI-QQQ, UNKNOWN
unknown | unknown | unknown | qft | esi | unknown | UNKNOWN, LC-ESI-QFT, UNKNOWN
unknown | unknown | lc | unknown | unknown | low | UNKNOWN, LC-UNKNOWN-UNKNOWN, LOW
unknown | unknown | lc | unknown | unknown | low | UNKNOWN, LC-UNKNOWN-UNKNOWN, LOW
unknown | unknown | lc | unknown | unknown | high | UNKNOWN, LC-UNKNOWN-UNKNOWN, HIGH
unknown | unknown | lc | unknown | unknown | high | UNKNOWN, LC-UNKNOWN-UNKNOWN, HIGH
unknown | unknown | gc | unknown | unknown | high | UNKNOWN, GC-UNKNOWN-UNKNOWN, HIGH
unknown | unknown | gc | unknown | unknown | high | UNKNOWN, GC-UNKNOWN-UNKNOWN, HIGH
unknown | unknown | gc | unknown | unknown | high | UNKNOWN, GC-UNKNOWN-UNKNOWN, HIGH
unknown | unknown | gc | unknown | unknown | low | UNKNOWN, GC-UNKNOWN-UNKNOWN, LOW
unknown | unknown | lc | unknown | unknown | low | UNKNOWN, LC-UNKNOWN-UNKNOWN, LOW
unknown | unknown | lc | unknown | unknown | low | UNKNOWN, LC-UNKNOWN-UNKNOWN, LOW
unknown | unknown | lc | unknown | unknown | high | UNKNOWN, LC-UNKNOWN-UNKNOWN, HIGH
unknown | unknown | lc | unknown | unknown | low | UNKNOWN, LC-UNKNOWN-UNKNOWN, LOW
unknown | unknown | lc | unknown | unknown | low | UNKNOWN, LC-UNKNOWN-UNKNOWN, LOW
unknown | unknown | lc | unknown | unknown | low | UNKNOWN, LC-UNKNOWN-UNKNOWN, LOW
unknown | unknown | lc | unknown | unknown | low | UNKNOWN, LC-UNKNOWN-UNKNOWN, LOW
unknown | unknown | lc | unknown | unknown | low | UNKNOWN, LC-UNKNOWN-UNKNOWN, LOW
unknown | unknown | lc | unknown | unknown | high | UNKNOWN, LC-UNKNOWN-UNKNOWN, HIGH
unknown | unknown | lc | unknown | unknown | high | UNKNOWN, LC-UNKNOWN-UNKNOWN, HIGH
unknown | unknown | lc | unknown | unknown | high | UNKNOWN, LC-UNKNOWN-UNKNOWN, HIGH
unknown | unknown | lc | unknown | unknown | high | UNKNOWN, LC-UNKNOWN-UNKNOWN, HIGH
unknown | unknown | lc | unknown | esi | unknown | UNKNOWN, LC-ESI-UNKNOWN, UNKNOWN
unknown | unknown | lc | unknown | esi | unknown | UNKNOWN, LC-ESI-UNKNOWN, UNKNOWN
unknown | unknown | lc | unknown | esi | unknown | UNKNOWN, LC-ESI-UNKNOWN, UNKNOWN
unknown | unknown | lc | unknown | esi | unknown | UNKNOWN, LC-ESI-UNKNOWN, UNKNOWN
unknown | unknown | lc | unknown | esi | unknown | UNKNOWN, LC-ESI-UNKNOWN, UNKNOWN
unknown | unknown | lc | unknown | esi | unknown | UNKNOWN, LC-ESI-UNKNOWN, UNKNOWN
unknown | unknown | lc | unknown | unknown | high | UNKNOWN, LC-UNKNOWN-UNKNOWN, HIGH
unknown | unknown | lc | unknown | unknown | high | UNKNOWN, LC-UNKNOWN-UNKNOWN, HIGH
unknown | unknown | lc | unknown | unknown | high | UNKNOWN, LC-UNKNOWN-UNKNOWN, HIGH
unknown | unknown | lc | unknown | unknown | high | UNKNOWN, LC-UNKNOWN-UNKNOWN, HIGH
unknown | unknown | lc | unknown | unknown | high | UNKNOWN, LC-UNKNOWN-UNKNOWN, HIGH
unknown | unknown | lc | unknown | unknown | high | UNKNOWN, LC-UNKNOWN-UNKNOWN, HIGH
unknown | unknown | lc | unknown | esi | unknown | UNKNOWN, LC-ESI-UNKNOWN, UNKNOWN
unknown | unknown | gc | unknown | unknown | high | UNKNOWN, GC-UNKNOWN-UNKNOWN, HIGH
unknown | unknown | gc | unknown | unknown | high | UNKNOWN, GC-UNKNOWN-UNKNOWN, HIGH
unknown | unknown | gc | unknown | unknown | high | UNKNOWN, GC-UNKNOWN-UNKNOWN, HIGH
unknown | unknown | lc | unknown | esi | unknown | UNKNOWN, LC-ESI-UNKNOWN, UNKNOWN
unknown | unknown | lc | unknown | esi | unknown | UNKNOWN, LC-ESI-UNKNOWN, UNKNOWN
unknown | unknown | lc | unknown | esi | unknown | UNKNOWN, LC-ESI-UNKNOWN, UNKNOWN
unknown | unknown | lc | unknown | esi | unknown | UNKNOWN, LC-ESI-UNKNOWN, UNKNOWN
unknown | unknown | lc | unknown | esi | unknown | UNKNOWN, LC-ESI-UNKNOWN, UNKNOWN
unknown | unknown | lc | unknown | esi | unknown | UNKNOWN, LC-ESI-UNKNOWN, UNKNOWN
unknown | unknown | lc | unknown | unknown | low | UNKNOWN, LC-UNKNOWN-UNKNOWN, LOW
unknown | unknown | gc | unknown | unknown | low | UNKNOWN, GC-UNKNOWN-UNKNOWN, LOW
unknown | unknown | lc | unknown | unknown | low | UNKNOWN, LC-UNKNOWN-UNKNOWN, LOW
unknown | unknown | lc | unknown | unknown | high | UNKNOWN, LC-UNKNOWN-UNKNOWN, HIGH
unknown | unknown | lc | unknown | unknown | high | UNKNOWN, LC-UNKNOWN-UNKNOWN, HIGH
unknown | unknown | lc | unknown | unknown | high | UNKNOWN, LC-UNKNOWN-UNKNOWN, HIGH
unknown | unknown | lc | unknown | esi | unknown | UNKNOWN, LC-ESI-UNKNOWN, UNKNOWN
unknown | unknown | lc | unknown | esi | unknown | UNKNOWN, LC-ESI-UNKNOWN, UNKNOWN
unknown | unknown | lc | unknown | esi | unknown | UNKNOWN, LC-ESI-UNKNOWN, UNKNOWN
unknown | unknown | lc | unknown | esi | unknown | UNKNOWN, LC-ESI-UNKNOWN, UNKNOWN
unknown | unknown | gc | unknown | apci | unknown | UNKNOWN, GC-APCI-UNKNOWN, UNKNOWN
unknown | unknown | gc | unknown | ci | unknown | UNKNOWN, GC-CI-UNKNOWN, UNKNOWN
unknown | unknown | lc | unknown | ei | unknown | UNKNOWN, LC-EI-UNKNOWN, UNKNOWN
unknown | unknown | lc | unknown | ei | unknown | UNKNOWN, LC-EI-UNKNOWN, UNKNOWN
unknown | unknown | lc | unknown | ei | unknown | UNKNOWN, LC-EI-UNKNOWN, UNKNOWN
unknown | unknown | gc | unknown | ei | unknown | UNKNOWN, GC-EI-UNKNOWN, UNKNOWN
unknown | unknown | lc | unknown | esi | unknown | UNKNOWN, LC-ESI-UNKNOWN, UNKNOWN
unknown | unknown | lc | unknown | esi | unknown | UNKNOWN, LC-ESI-UNKNOWN, UNKNOWN
unknown | unknown | lc | unknown | esi | unknown | UNKNOWN, LC-ESI-UNKNOWN, UNKNOWN
unknown | unknown | lc | unknown | esi | unknown | UNKNOWN, LC-ESI-UNKNOWN, UNKNOWN
unknown | unknown | lc | unknown | esi | unknown | UNKNOWN, LC-ESI-UNKNOWN, UNKNOWN
unknown | unknown | lc | unknown | esi | unknown | UNKNOWN, LC-ESI-UNKNOWN, UNKNOWN
unknown | unknown | lc | unknown | esi | unknown | UNKNOWN, LC-ESI-UNKNOWN, UNKNOWN
unknown | unknown | lc | unknown | apci | unknown | UNKNOWN, LC-APCI-UNKNOWN, UNKNOWN
unknown | unknown | lc | unknown | esi | unknown | UNKNOWN, LC-ESI-UNKNOWN, UNKNOWN
unknown | unknown | lc | unknown | esi | unknown | UNKNOWN, LC-ESI-UNKNOWN, UNKNOWN
unknown | unknown | lc | itft | unknown | unknown | UNKNOWN, LC-UNKNOWN-ITFT, UNKNOWN
unknown | unknown | lc | qit | unknown | unknown | UNKNOWN, LC-UNKNOWN-QIT, UNKNOWN
unknown | unknown | lc | qit | unknown | unknown | UNKNOWN, LC-UNKNOWN-QIT, UNKNOWN
unknown | unknown | lc | qit | unknown | unknown | UNKNOWN, LC-UNKNOWN-QIT, UNKNOWN
unknown | unknown | lc | qit | unknown | unknown | UNKNOWN, LC-UNKNOWN-QIT, UNKNOWN
unknown | unknown | lc | qit | unknown | unknown | UNKNOWN, LC-UNKNOWN-QIT, UNKNOWN
unknown | unknown | lc | unknown | esi | unknown | UNKNOWN, LC-ESI-UNKNOWN, UNKNOWN
unknown | unknown | lc | unknown | apci | unknown | UNKNOWN, LC-APCI-UNKNOWN, UNKNOWN
unknown | unknown | lc | unknown | esi | unknown | UNKNOWN, LC-ESI-UNKNOWN, UNKNOWN
unknown | unknown | lc | unknown | esi | unknown | UNKNOWN, LC-ESI-UNKNOWN, UNKNOWN
unknown | unknown | lc | unknown | esi | unknown | UNKNOWN, LC-ESI-UNKNOWN, UNKNOWN
unknown | unknown | lc | unknown | esi | unknown | UNKNOWN, LC-ESI-UNKNOWN, UNKNOWN
unknown | unknown | gc | unknown | ei | unknown | UNKNOWN, GC-EI-UNKNOWN, UNKNOWN
unknown | unknown | gc | unknown | apci | unknown | UNKNOWN, GC-APCI-UNKNOWN, UNKNOWN
unknown | unknown | gc | unknown | ci | unknown | UNKNOWN, GC-CI-UNKNOWN, UNKNOWN
unknown | unknown | gc | unknown | ei | unknown | UNKNOWN, GC-EI-UNKNOWN, UNKNOWN
unknown | unknown | lc | itft | unknown | unknown | UNKNOWN, LC-UNKNOWN-ITFT, UNKNOWN
unknown | unknown | lc | qft | unknown | unknown | UNKNOWN, LC-UNKNOWN-QFT, UNKNOWN
unknown | unknown | lc | ft | unknown | unknown | UNKNOWN, LC-UNKNOWN-FT, UNKNOWN
unknown | unknown | lc | qft | unknown | unknown | UNKNOWN, LC-UNKNOWN-QFT, UNKNOWN
unknown | unknown | lc | ft | unknown | unknown | UNKNOWN, LC-UNKNOWN-FT, UNKNOWN
unknown | unknown | lc | ft | unknown | unknown | UNKNOWN, LC-UNKNOWN-FT, UNKNOWN
unknown | unknown | lc | unknown | esi | unknown | UNKNOWN, LC-ESI-UNKNOWN, UNKNOWN
unknown | unknown | lc | unknown | esi | unknown | UNKNOWN, LC-ESI-UNKNOWN, UNKNOWN
unknown | unknown | lc | unknown | apci | unknown | UNKNOWN, LC-APCI-UNKNOWN, UNKNOWN
unknown | unknown | lc | unknown | esi | unknown | UNKNOWN, LC-ESI-UNKNOWN, UNKNOWN
unknown | unknown | lc | unknown | esi | unknown | UNKNOWN, LC-ESI-UNKNOWN, UNKNOWN
unknown | unknown | lc | unknown | esi | unknown | UNKNOWN, LC-ESI-UNKNOWN, UNKNOWN
unknown | unknown | lc | itft | unknown | unknown | UNKNOWN, LC-UNKNOWN-ITFT, UNKNOWN
unknown | unknown | lc | itft | unknown | unknown | UNKNOWN, LC-UNKNOWN-ITFT, UNKNOWN
unknown | unknown | lc | itft | unknown | unknown | UNKNOWN, LC-UNKNOWN-ITFT, UNKNOWN
unknown | unknown | lc | itft | unknown | unknown | UNKNOWN, LC-UNKNOWN-ITFT, UNKNOWN
thermo | unknown | lc | qft | unknown | high | Thermo Fisher Scientific instrument, LC-UNKNOWN-QFT, HIGH
thermo | unknown | lc | qft | unknown | high | Thermo Fisher Scientific instrument, LC-UNKNOWN-QFT, HIGH
unknown | unknown | lc | qqq | unknown | unknown | UNKNOWN, LC-UNKNOWN-QQQ, UNKNOWN
unknown | unknown | gc | qqq | unknown | unknown | UNKNOWN, GC-UNKNOWN-QQQ, UNKNOWN
unknown | unknown | lc | qqq | unknown | unknown | UNKNOWN, LC-UNKNOWN-QQQ, UNKNOWN
unknown | unknown | lc | qft | unknown | unknown | UNKNOWN, LC-UNKNOWN-QFT, UNKNOWN
unknown | unknown | lc | qit | unknown | unknown | UNKNOWN, LC-UNKNOWN-QIT, UNKNOWN
unknown | unknown | lc | qit | unknown | unknown | UNKNOWN, LC-UNKNOWN-QIT, UNKNOWN
unknown | unknown | lc | qit | unknown | unknown | UNKNOWN, LC-UNKNOWN-QIT, UNKNOWN
unknown | unknown | lc | itft | unknown | unknown | UNKNOWN, LC-UNKNOWN-ITFT, UNKNOWN
unknown | unknown | lc | itft | unknown | unknown | UNKNOWN, LC-UNKNOWN-ITFT, UNKNOWN
unknown | unknown | gc | unknown | ci | unknown | UNKNOWN, GC-CI-UNKNOWN, UNKNOWN
unknown | unknown | lc | qft | unknown | unknown | UNKNOWN, LC-UNKNOWN-QFT, UNKNOWN
unknown | unknown | lc | itft | unknown | unknown | UNKNOWN, LC-UNKNOWN-ITFT, UNKNOWN
unknown | unknown | lc | ft | unknown | unknown | UNKNOWN, LC-UNKNOWN-FT, UNKNOWN
unknown | unknown | lc | ft | unknown | unknown | UNKNOWN, LC-UNKNOWN-FT, UNKNOWN
unknown | unknown | lc | qqq | unknown | unknown | UNKNOWN, LC-UNKNOWN-QQQ, UNKNOWN
unknown | unknown | lc | qqq | unknown | unknown | UNKNOWN, LC-UNKNOWN-QQQ, UNKNOWN
thermo | unknown | gc | qft | unknown | high | Thermo Fisher Scientific instrument, GC-UNKNOWN-QFT, HIGH
thermo | unknown | gc | qft | unknown | high | Thermo Fisher Scientific instrument, GC-UNKNOWN-QFT, HIGH
thermo | unknown | gc | ft | unknown | high | Thermo Fisher Scientific instrument, GC-UNKNOWN-FT, HIGH
thermo | unknown | gc | ft | unknown | high | Thermo Fisher Scientific instrument, GC-UNKNOWN-FT, HIGH
thermo | unknown | lc | itft | esi | unknown | Thermo Fisher Scientific instrument, LC-ESI-ITFT, UNKNOWN
thermo | unknown | lc | itft | esi | unknown | Thermo Fisher Scientific instrument, LC-ESI-ITFT, UNKNOWN
thermo | unknown | lc | itft | esi | unknown | Thermo Fisher Scientific instrument, LC-ESI-ITFT, UNKNOWN
thermo | unknown | lc | itft | esi | unknown | Thermo Fisher Scientific instrument, LC-ESI-ITFT, UNKNOWN
thermo | unknown | lc | qit | esi | unknown | Thermo Fisher Scientific instrument, LC-ESI-QIT, UNKNOWN
thermo | unknown | lc | qit | esi | unknown | Thermo Fisher Scientific instrument, LC-ESI-QIT, UNKNOWN
thermo | unknown | lc | qqq | unknown | low | Thermo Fisher Scientific instrument, LC-UNKNOWN-QQQ, LOW
thermo | unknown | lc | qqq | unknown | low | Thermo Fisher Scientific instrument, LC-UNKNOWN-QQQ, LOW
thermo | unknown | gc | qqq | unknown | low | Thermo Fisher Scientific instrument, GC-UNKNOWN-QQQ, LOW
thermo | unknown | lc | qqq | unknown | low | Thermo Fisher Scientific instrument, LC-UNKNOWN-QQQ, LOW
unknown | unknown | lc | unknown | esi | high | UNKNOWN, LC-ESI-UNKNOWN, HIGH
unknown | unknown | lc | unknown | esi | low | UNKNOWN, LC-ESI-UNKNOWN, LOW
unknown | unknown | lc | unknown | esi | high | UNKNOWN, LC-ESI-UNKNOWN, HIGH
unknown | unknown | lc | unknown | esi | low | UNKNOWN, LC-ESI-UNKNOWN, LOW
unknown | unknown | lc | unknown | esi | low | UNKNOWN, LC-ESI-UNKNOWN, LOW
unknown | unknown | lc | unknown | esi | low | UNKNOWN, LC-ESI-UNKNOWN, LOW
unknown | unknown | lc | ft | unknown | unknown | UNKNOWN, LC-UNKNOWN-FT, UNKNOWN
unknown | unknown | lc | itft | unknown | unknown | UNKNOWN, LC-UNKNOWN-ITFT, UNKNOWN
unknown | unknown | lc | qit | unknown | unknown | UNKNOWN, LC-UNKNOWN-QIT, UNKNOWN
unknown | unknown | lc | it | unknown | unknown | UNKNOWN, LC-UNKNOWN-IT, UNKNOWN
unknown | unknown | lc | itft | unknown | unknown | UNKNOWN, LC-UNKNOWN-ITFT, UNKNOWN
unknown | unknown | lc | itft | unknown | unknown | UNKNOWN, LC-UNKNOWN-ITFT, UNKNOWN
unknown | unknown | gc | ft | unknown | unknown | UNKNOWN, GC-UNKNOWN-FT, UNKNOWN
unknown | unknown | gc | ft | unknown | unknown | UNKNOWN, GC-UNKNOWN-FT, UNKNOWN
unknown | unknown | gc | ft | unknown | unknown | UNKNOWN, GC-UNKNOWN-FT, UNKNOWN
unknown | unknown | gc | b | unknown | unknown | UNKNOWN, GC-UNKNOWN-B, UNKNOWN
unknown | unknown | lc | qft | unknown | unknown | UNKNOWN, LC-UNKNOWN-QFT, UNKNOWN
unknown | unknown | lc | qft | unknown | unknown | UNKNOWN, LC-UNKNOWN-QFT, UNKNOWN
unknown | unknown | lc | itft | unknown | unknown | UNKNOWN, LC-UNKNOWN-ITFT, UNKNOWN
unknown | unknown | lc | qft | unknown | unknown | UNKNOWN, LC-UNKNOWN-QFT, UNKNOWN
unknown | unknown | lc | itft | unknown | unknown | UNKNOWN, LC-UNKNOWN-ITFT, UNKNOWN
unknown | lcq duo | unknown | unknown | unknown | high | Thermo Fisher Scientific LCQ Duo, LC-UNKNOWN-QIT, HIGH
unknown | unknown | lc | unknown | esi | high | UNKNOWN, LC-ESI-UNKNOWN, HIGH
unknown | unknown | lc | unknown | esi | high | UNKNOWN, LC-ESI-UNKNOWN, HIGH
unknown | unknown | lc | unknown | esi | low | UNKNOWN, LC-ESI-UNKNOWN, LOW
unknown | unknown | gc | unknown | ci | high | UNKNOWN, GC-CI-UNKNOWN, HIGH
unknown | unknown | gc | unknown | ei | high | UNKNOWN, GC-EI-UNKNOWN, HIGH
unknown | unknown | gc | unknown | apci | high | UNKNOWN, GC-APCI-UNKNOWN, HIGH
unknown | unknown | gc | unknown | ci | high | UNKNOWN, GC-CI-UNKNOWN, HIGH
unknown | unknown | lc | unknown | esi | high | UNKNOWN, LC-ESI-UNKNOWN, HIGH
unknown | unknown | lc | unknown | esi | high | UNKNOWN, LC-ESI-UNKNOWN, HIGH
unknown | unknown | lc | unknown | esi | high | UNKNOWN, LC-ESI-UNKNOWN, HIGH
unknown | unknown | unknown | ft | ei | high | UNKNOWN, GC-EI-FT, HIGH
unknown | unknown | unknown | ft | apci | high | UNKNOWN, LC-APCI-FT, HIGH
unknown | unknown | unknown | b | ci | low | UNKNOWN, GC-CI-B, LOW
unknown | unknown | unknown | qqq | ei | low | UNKNOWN, GC-EI-QQQ, LOW
unknown | unknown | unknown | qqq | ei | low | UNKNOWN, GC-EI-QQQ, LOW
unknown | unknown | unknown | qqq | ei | low | UNKNOWN, GC-EI-QQQ, LOW
unknown | unknown | unknown | qqq | ei | low | UNKNOWN, GC-EI-QQQ, LOW
thermo | lcq duo | unknown | qit | unknown | high | Thermo Fisher Scientific LCQ Duo, LC-UNKNOWN-QIT, HIGH
unknown | unknown | unknown | qqq | unknown | unknown | UNKNOWN, UNKNOWN-UNKNOWN-QQQ, UNKNOWN
unknown | unknown | unknown | qft | unknown | unknown | UNKNOWN, UNKNOWN-UNKNOWN-QFT, UNKNOWN
unknown | unknown | unknown | qft | unknown | unknown | UNKNOWN, UNKNOWN-UNKNOWN-QFT, UNKNOWN
unknown | unknown | unknown | qft | unknown | unknown | UNKNOWN, UNKNOWN-UNKNOWN-QFT, UNKNOWN
unknown | unknown | gc | qft | unknown | unknown | UNKNOWN, GC-UNKNOWN-QFT, UNKNOWN
unknown | unknown | gc | qft | unknown | unknown | UNKNOWN, GC-UNKNOWN-QFT, UNKNOWN
unknown | unknown | gc | qft | unknown | unknown | UNKNOWN, GC-UNKNOWN-QFT, UNKNOWN
unknown | unknown | lc | qft | unknown | unknown | UNKNOWN, LC-UNKNOWN-QFT, UNKNOWN
unknown | unknown | unknown | ft | unknown | unknown | UNKNOWN, UNKNOWN-UNKNOWN-FT, UNKNOWN
unknown | unknown | unknown | ft | unknown | unknown | UNKNOWN, UNKNOWN-UNKNOWN-FT, UNKNOWN
unknown | unknown | unknown | itft | unknown | unknown | UNKNOWN, UNKNOWN-UNKNOWN-ITFT, UNKNOWN
unknown | unknown | unknown | qft | unknown | unknown | UNKNOWN, UNKNOWN-UNKNOWN-QFT, UNKNOWN
unknown | unknown | unknown | ft | unknown | unknown | UNKNOWN, UNKNOWN-UNKNOWN-FT, UNKNOWN
unknown | unknown | unknown | qft | unknown | unknown | UNKNOWN, UNKNOWN-UNKNOWN-QFT, UNKNOWN
thermo | lcq duo | lc | unknown | esi | high | Thermo Fisher Scientific LCQ Duo, LC-ESI-QIT, HIGH
unknown | unknown | lc | unknown | esi | low | UNKNOWN, LC-ESI-UNKNOWN, LOW
unknown | unknown | lc | unknown | esi | low | UNKNOWN, LC-ESI-UNKNOWN, LOW
unknown | unknown | lc | unknown | esi | low | UNKNOWN, LC-ESI-UNKNOWN, LOW
unknown | unknown | lc | unknown | esi | high | UNKNOWN, LC-ESI-UNKNOWN, HIGH
unknown | unknown | lc | unknown | esi | high | UNKNOWN, LC-ESI-UNKNOWN, HIGH
unknown | unknown | lc | unknown | apci | high | UNKNOWN, LC-APCI-UNKNOWN, HIGH
unknown | unknown | lc | unknown | esi | high | UNKNOWN, LC-ESI-UNKNOWN, HIGH
unknown | unknown | unknown | qft | apci | high | UNKNOWN, LC-APCI-QFT, HIGH
unknown | unknown | unknown | ft | ci | high | UNKNOWN, GC-CI-FT, HIGH
thermo | unknown | lc | qft | esi | unknown | Thermo Fisher Scientific instrument, LC-ESI-QFT, UNKNOWN
thermo | unknown | lc | itft | esi | unknown | Thermo Fisher Scientific instrument, LC-ESI-ITFT, UNKNOWN
thermo | unknown | lc | ft | esi | unknown | Thermo Fisher Scientific instrument, LC-ESI-FT, UNKNOWN
thermo | unknown | lc | ft | esi | unknown | Thermo Fisher Scientific instrument, LC-ESI-FT, UNKNOWN
thermo | unknown | lc | itft | esi | unknown | Thermo Fisher Scientific instrument, LC-ESI-ITFT, UNKNOWN
thermo | unknown | lc | qft | esi | unknown | Thermo Fisher Scientific instrument, LC-ESI-QFT, UNKNOWN
thermo | unknown | lc | qit | esi | unknown | Thermo Fisher Scientific instrument, LC-ESI-QIT, UNKNOWN
thermo | unknown | lc | qit | esi | unknown | Thermo Fisher Scientific instrument, LC-ESI-QIT, UNKNOWN
thermo | unknown | lc | qit | esi | unknown | Thermo Fisher Scientific instrument, LC-ESI-QIT, UNKNOWN
thermo | unknown | lc | qit | esi | unknown | Thermo Fisher Scientific instrument, LC-ESI-QIT, UNKNOWN
unknown | unknown | unknown | qft | unknown | unknown | UNKNOWN, UNKNOWN-UNKNOWN-QFT, UNKNOWN
unknown | unknown | unknown | itft | unknown | unknown | UNKNOWN, UNKNOWN-UNKNOWN-ITFT, UNKNOWN
unknown | unknown | unknown | qft | unknown | unknown | UNKNOWN, UNKNOWN-UNKNOWN-QFT, UNKNOWN
unknown | unknown | unknown | itft | unknown | unknown | UNKNOWN, UNKNOWN-UNKNOWN-ITFT, UNKNOWN
unknown | unknown | unknown | qft | unknown | unknown | UNKNOWN, UNKNOWN-UNKNOWN-QFT, UNKNOWN
unknown | unknown | unknown | itft | unknown | unknown | UNKNOWN, UNKNOWN-UNKNOWN-ITFT, UNKNOWN
unknown | unknown | lc | unknown | esi | high | UNKNOWN, LC-ESI-UNKNOWN, HIGH
unknown | unknown | lc | unknown | esi | high | UNKNOWN, LC-ESI-UNKNOWN, HIGH
unknown | unknown | unknown | itft | apci | high | UNKNOWN, LC-APCI-ITFT, HIGH
unknown | unknown | unknown | qft | esi | high | UNKNOWN, LC-ESI-QFT, HIGH
unknown | unknown | unknown | itft | esi | high | UNKNOWN, LC-ESI-ITFT, HIGH
unknown | unknown | unknown | ft | esi | high | UNKNOWN, LC-ESI-FT, HIGH
unknown | unknown | unknown | ft | esi | high | UNKNOWN, LC-ESI-FT, HIGH
unknown | unknown | unknown | itft | esi | high | UNKNOWN, LC-ESI-ITFT, HIGH
unknown | unknown | unknown | qft | esi | high | UNKNOWN, LC-ESI-QFT, HIGH
unknown | unknown | unknown | ft | esi | high | UNKNOWN, LC-ESI-FT, HIGH
unknown | unknown | unknown | qft | esi | high | UNKNOWN, LC-ESI-QFT, HIGH
thermo | unknown | lc | itft | esi | unknown | Thermo Fisher Scientific instrument, LC-ESI-ITFT, UNKNOWN
thermo | unknown | lc | itft | esi | unknown | Thermo Fisher Scientific instrument, LC-ESI-ITFT, UNKNOWN
thermo | unknown | lc | itft | esi | unknown | Thermo Fisher Scientific instrument, LC-ESI-ITFT, UNKNOWN
thermo | unknown | lc | qft | esi | unknown | Thermo Fisher Scientific instrument, LC-ESI-QFT, UNKNOWN
thermo | unknown | lc | itft | apci | unknown | Thermo Fisher Scientific instrument, LC-APCI-ITFT, UNKNOWN
unknown | unknown | unknown | itft | esi | high | UNKNOWN, LC-ESI-ITFT, HIGH
unknown | unknown | unknown | itft | esi | high | UNKNOWN, LC-ESI-ITFT, HIGH
unknown | unknown | unknown | itft | esi | high | UNKNOWN, LC-ESI-ITFT, HIGH
unknown | unknown | unknown | itft | esi | high | UNKNOWN, LC-ESI-ITFT, HIGH
unknown | unknown | unknown | itft | esi | high | UNKNOWN, LC-ESI-ITFT, HIGH
unknown | unknown | unknown | qit | esi | low | UNKNOWN, LC-ESI-QIT, LOW
unknown | unknown | unknown | qit | esi | high | UNKNOWN, LC-ESI-QIT, HIGH
unknown | unknown | unknown | qit | esi | low | UNKNOWN, LC-ESI-QIT, LOW
unknown | lcq duo | unknown | qit | unknown | unknown | Thermo Fisher Scientific LCQ Duo, LC-UNKNOWN-QIT, UNKNOWN
unknown | lcq duo | unknown | unknown | esi | unknown | Thermo Fisher Scientific LCQ Duo, LC-ESI-QIT, UNKNOWN
thermo | unknown | lc | it | esi | unknown | Thermo Fisher Scientific instrument, LC-ESI-IT, UNKNOWN
unknown | unknown | unknown | qqq | esi | low | UNKNOWN, LC-ESI-QQQ, LOW
unknown | unknown | unknown | qft | esi | high | UNKNOWN, LC-ESI-QFT, HIGH
unknown | unknown | unknown | qft | apci | high | UNKNOWN, LC-APCI-QFT, HIGH
unknown | unknown | lc | unknown | esi | low | UNKNOWN, LC-ESI-UNKNOWN, LOW
unknown | unknown | lc | unknown | esi | high | UNKNOWN, LC-ESI-UNKNOWN, HIGH
thermo | unknown | lc | ft | esi | unknown | Thermo Fisher Scientific instrument, LC-ESI-FT, UNKNOWN
thermo | unknown | lc | itft | esi | unknown | Thermo Fisher Scientific instrument, LC-ESI-ITFT, UNKNOWN
thermo | unknown | lc | qit | esi | unknown | Thermo Fisher Scientific instrument, LC-ESI-QIT, UNKNOWN
thermo | lcq duo | unknown | unknown | esi | high | Thermo Fisher Scientific LCQ Duo, LC-ESI-QIT, HIGH
unknown | unknown | unknown | ft | unknown | unknown | UNKNOWN, UNKNOWN-UNKNOWN-FT, UNKNOWN
unknown | unknown | unknown | ft | unknown | unknown | UNKNOWN, UNKNOWN-UNKNOWN-FT, UNKNOWN
unknown | unknown | unknown | ft | unknown | unknown | UNKNOWN, UNKNOWN-UNKNOWN-FT, UNKNOWN
unknown | unknown | unknown | itft | unknown | unknown | UNKNOWN, UNKNOWN-UNKNOWN-ITFT, UNKNOWN
unknown | unknown | unknown | ft | esi | high | UNKNOWN, LC-ESI-FT, HIGH
unknown | unknown | unknown | ft | apci | high | UNKNOWN, LC-APCI-FT, HIGH
unknown | unknown | unknown | ft | esi | high | UNKNOWN, LC-ESI-FT, HIGH
unknown | unknown | lc | unknown | esi | high | UNKNOWN, LC-ESI-UNKNOWN, HIGH
unknown | unknown | lc | unknown | esi | high | UNKNOWN, LC-ESI-UNKNOWN, HIGH
unknown | unknown | unknown | qft | ci | high | UNKNOWN, GC-CI-QFT, HIGH
unknown | unknown | unknown | qft | ei | high | UNKNOWN, GC-EI-QFT, HIGH
unknown | unknown | unknown | itft | esi | high | UNKNOWN, LC-ESI-ITFT, HIGH
thermo | unknown | lc | unknown | esi | low | Thermo Fisher Scientific instrument, LC-ESI-UNKNOWN, LOW
unknown | unknown | unknown | qit | unknown | unknown | UNKNOWN, UNKNOWN-UNKNOWN-QIT, UNKNOWN
thermo | unknown | lc | qft | esi | high | Thermo Fisher Scientific instrument, LC-ESI-QFT, HIGH
thermo | unknown | lc | itft | apci | high | Thermo Fisher Scientific instrument, LC-APCI-ITFT, HIGH
thermo | unknown | lc | qft | esi | high | Thermo Fisher Scientific instrument, LC-ESI-QFT, HIGH
thermo | unknown | lc | itft | esi | high | Thermo Fisher Scientific instrument, LC-ESI-ITFT, HIGH
thermo | lcq duo | unknown | qit | esi | high | Thermo Fisher Scientific LCQ Duo, LC-ESI-QIT, HIGH
thermo | unknown | gc | qft | ci | high | Thermo Fisher Scientific instrument, GC-CI-QFT, HIGH
thermo | unknown | gc | qft | ei | high | Thermo Fisher Scientific instrument, GC-EI-QFT, HIGH
thermo | unknown | gc | qft | apci | high | Thermo Fisher Scientific instrument, GC-APCI-QFT, HIGH
thermo | unknown | gc | ft | ci | high | Thermo Fisher Scientific instrument, GC-CI-FT, HIGH
thermo | unknown | gc | ft | ei | high | Thermo Fisher Scientific instrument, GC-EI-FT, HIGH
thermo | unknown | gc | ft | apci | high | Thermo Fisher Scientific instrument, GC-APCI-FT, HIGH
thermo | unknown | lc | qit | esi | unknown | Thermo Fisher Scientific instrument, LC-ESI-QIT, UNKNOWN
thermo | unknown | lc | qit | esi | unknown | Thermo Fisher Scientific instrument, LC-ESI-QIT, UNKNOWN
thermo | unknown | lc | ft | apci | unknown | Thermo Fisher Scientific instrument, LC-APCI-FT, UNKNOWN
unknown | unknown | unknown | itft | unknown | unknown | UNKNOWN, UNKNOWN-UNKNOWN-ITFT, UNKNOWN
unknown | unknown | unknown | itft | unknown | unknown | UNKNOWN, UNKNOWN-UNKNOWN-ITFT, UNKNOWN
unknown | unknown | unknown | itft | unknown | unknown | UNKNOWN, UNKNOWN-UNKNOWN-ITFT, UNKNOWN
unknown | unknown | unknown | itft | unknown | unknown | UNKNOWN, UNKNOWN-UNKNOWN-ITFT, UNKNOWN
unknown | unknown | unknown | itft | unknown | unknown | UNKNOWN, UNKNOWN-UNKNOWN-ITFT, UNKNOWN
unknown | unknown | unknown | qit | unknown | unknown | UNKNOWN, UNKNOWN-UNKNOWN-QIT, UNKNOWN
unknown | unknown | unknown | qit | unknown | unknown | UNKNOWN, UNKNOWN-UNKNOWN-QIT, UNKNOWN
unknown | unknown | unknown | qit | esi | low | UNKNOWN, LC-ESI-QIT, LOW
unknown | unknown | unknown | qit | esi | low | UNKNOWN, LC-ESI-QIT, LOW
unknown | unknown | unknown | qit | esi | low | UNKNOWN, LC-ESI-QIT, LOW
unknown | unknown | unknown | qft | esi | high | UNKNOWN, LC-ESI-QFT, HIGH
unknown | unknown | unknown | qft | esi | high | UNKNOWN, LC-ESI-QFT, HIGH
unknown | unknown | unknown | itft | esi | high | UNKNOWN, LC-ESI-ITFT, HIGH
unknown | unknown | unknown | qft | esi | high | UNKNOWN, LC-ESI-QFT, HIGH
thermo | unknown | lc | unknown | esi | low | Thermo Fisher Scientific instrument, LC-ESI-UNKNOWN, LOW
thermo | unknown | lc | unknown | esi | low | Thermo Fisher Scientific instrument, LC-ESI-UNKNOWN, LOW
thermo | unknown | gc | qqq | ei | low | Thermo Fisher Scientific instrument, GC-EI-QQQ, LOW
thermo | unknown | lc | qqq | esi | low | Thermo Fisher Scientific instrument, LC-ESI-QQQ, LOW
thermo | unknown | lc | qft | esi | high | Thermo Fisher Scientific instrument, LC-ESI-QFT, HIGH
thermo | unknown | lc | qft | apci | high | Thermo Fisher Scientific instrument, LC-APCI-QFT, HIGH
thermo | unknown | lc | qft | esi | high | Thermo Fisher Scientific instrument, LC-ESI-QFT, HIGH
thermo | unknown | lc | qft | esi | high | Thermo Fisher Scientific instrument, LC-ESI-QFT, HIGH
thermo | unknown | lc | itft | esi | high | Thermo Fisher Scientific instrument, LC-ESI-ITFT, HIGH
thermo | unknown | lc | itft | esi | high | Thermo Fisher Scientific instrument, LC-ESI-ITFT, HIGH
thermo | unknown | lc | itft | esi | high | Thermo Fisher Scientific instrument, LC-ESI-ITFT, HIGH
thermo | unknown | lc | itft | esi | high | Thermo Fisher Scientific instrument, LC-ESI-ITFT, HIGH
thermo | unknown | lc | itft | esi | high | Thermo Fisher Scientific instrument, LC-ESI-ITFT, HIGH
thermo | unknown | lc | ft | esi | high | Thermo Fisher Scientific instrument, LC-ESI-FT, HIGH
unknown | unknown | unknown | qit | unknown | unknown | UNKNOWN, UNKNOWN-UNKNOWN-QIT, UNKNOWN
unknown | unknown | unknown | it | unknown | unknown | UNKNOWN, UNKNOWN-UNKNOWN-IT, UNKNOWN
unknown | unknown | unknown | itft | unknown | unknown | UNKNOWN, UNKNOWN-UNKNOWN-ITFT, UNKNOWN
unknown | unknown | unknown | itft | unknown | unknown | UNKNOWN, UNKNOWN-UNKNOWN-ITFT, UNKNOWN
unknown | unknown | unknown | qit | esi | low | UNKNOWN, LC-ESI-QIT, LOW
unknown | unknown | unknown | it | esi | low | UNKNOWN, LC-ESI-IT, LOW
unknown | unknown | unknown | itft | esi | high | UNKNOWN, LC-ESI-ITFT, HIGH
thermo | unknown | lc | unknown | esi | high | Thermo Fisher Scientific instrument, LC-ESI-UNKNOWN, HIGH
thermo | unknown | lc | unknown | esi | high | Thermo Fisher Scientific instrument, LC-ESI-UNKNOWN, HIGH
thermo | unknown | unknown | qft | ci | high | Thermo Fisher Scientific instrument, GC-CI-QFT, HIGH
unknown | lcq duo | lc | unknown | unknown | unknown | Thermo Fisher Scientific LCQ Duo, LC-UNKNOWN-QIT, UNKNOWN
thermo | unknown | lc | ft | esi | high | Thermo Fisher Scientific instrument, LC-ESI-FT, HIGH
thermo | unknown | lc | itft | esi | high | Thermo Fisher Scientific instrument, LC-ESI-ITFT, HIGH
thermo | unknown | lc | qft | esi | high | Thermo Fisher Scientific instrument, LC-ESI-QFT, HIGH
thermo | unknown | lc | ft | esi | high | Thermo Fisher Scientific instrument, LC-ESI-FT, HIGH
thermo | unknown | lc | qft | esi | high | Thermo Fisher Scientific instrument, LC-ESI-QFT, HIGH
thermo | unknown | gc | b | ci | low | Thermo Fisher Scientific instrument, GC-CI-B, LOW
thermo | unknown | lc | qqq | ei | low | Thermo Fisher Scientific instrument, LC-EI-QQQ, LOW
thermo | unknown | lc | qqq | ei | low | Thermo Fisher Scientific instrument, LC-EI-QQQ, LOW
thermo | unknown | lc | qqq | ei | low | Thermo Fisher Scientific instrument, LC-EI-QQQ, LOW
thermo | unknown | lc | qit | esi | low | Thermo Fisher Scientific instrument, LC-ESI-QIT, LOW
thermo | unknown | lc | it | esi | low | Thermo Fisher Scientific instrument, LC-ESI-IT, LOW
thermo | unknown | lc | itft | esi | high | Thermo Fisher Scientific instrument, LC-ESI-ITFT, HIGH
thermo | unknown | unknown | unknown | unknown | low | Thermo Fisher Scientific instrument, UNKNOWN, LOW
thermo | unknown | unknown | unknown | unknown | low | Thermo Fisher Scientific instrument, UNKNOWN, LOW
thermo | unknown | unknown | unknown | unknown | low | Thermo Fisher Scientific instrument, UNKNOWN, LOW
thermo | unknown | unknown | unknown | unknown | low | Thermo Fisher Scientific instrument, UNKNOWN, LOW
thermo | unknown | unknown | unknown | unknown | low | Thermo Fisher Scientific instrument, UNKNOWN, LOW
thermo | unknown | unknown | unknown | unknown | low | Thermo Fisher Scientific instrument, UNKNOWN, LOW
thermo | unknown | unknown | unknown | unknown | high | Thermo Fisher Scientific instrument, UNKNOWN, HIGH
thermo | unknown | unknown | unknown | unknown | high | Thermo Fisher Scientific instrument, UNKNOWN, HIGH
thermo | unknown | lc | unknown | esi | low | Thermo Fisher Scientific instrument, LC-ESI-UNKNOWN, LOW
thermo | unknown | lc | unknown | esi | high | Thermo Fisher Scientific instrument, LC-ESI-UNKNOWN, HIGH
thermo | unknown | lc | unknown | esi | low | Thermo Fisher Scientific instrument, LC-ESI-UNKNOWN, LOW
thermo | lcq duo | lc | qit | unknown | unknown | Thermo Fisher Scientific LCQ Duo, LC-UNKNOWN-QIT, UNKNOWN
unknown | unknown | unknown | itft | esi | high | UNKNOWN, LC-ESI-ITFT, HIGH
thermo | unknown | lc | qqq | ei | unknown | Thermo Fisher Scientific instrument, LC-EI-QQQ, UNKNOWN
thermo | unknown | lc | qqq | ei | unknown | Thermo Fisher Scientific instrument, LC-EI-QQQ, UNKNOWN
thermo | unknown | lc | qqq | ei | unknown | Thermo Fisher Scientific instrument, LC-EI-QQQ, UNKNOWN
thermo | unknown | gc | qqq | ei | unknown | Thermo Fisher Scientific instrument, GC-EI-QQQ, UNKNOWN
thermo | unknown | lc | qqq | esi | unknown | Thermo Fisher Scientific instrument, LC-ESI-QQQ, UNKNOWN
thermo | unknown | lc | qft | esi | unknown | Thermo Fisher Scientific instrument, LC-ESI-QFT, UNKNOWN
thermo | unknown | lc | qft | apci | unknown | Thermo Fisher Scientific instrument, LC-APCI-QFT, UNKNOWN
thermo | unknown | lc | qft | esi | unknown | Thermo Fisher Scientific instrument, LC-ESI-QFT, UNKNOWN
thermo | unknown | unknown | unknown | unknown | low | Thermo Fisher Scientific instrument, UNKNOWN, LOW
thermo | unknown | unknown | unknown | unknown | low | Thermo Fisher Scientific instrument, UNKNOWN, LOW
thermo | unknown | unknown | unknown | unknown | high | Thermo Fisher Scientific instrument, UNKNOWN, HIGH
thermo | unknown | unknown | unknown | unknown | high | Thermo Fisher Scientific instrument, UNKNOWN, HIGH
thermo | unknown | lc | ft | esi | high | Thermo Fisher Scientific instrument, LC-ESI-FT, HIGH
thermo | unknown | lc | ft | apci | high | Thermo Fisher Scientific instrument, LC-APCI-FT, HIGH
thermo | unknown | lc | ft | esi | high | Thermo Fisher Scientific instrument, LC-ESI-FT, HIGH
thermo | unknown | lc | itft | esi | high | Thermo Fisher Scientific instrument, LC-ESI-ITFT, HIGH
thermo | unknown | unknown | unknown | unknown | high | Thermo Fisher Scientific instrument, UNKNOWN, HIGH
thermo | unknown | unknown | unknown | unknown | high | Thermo Fisher Scientific instrument, UNKNOWN, HIGH
thermo | unknown | unknown | unknown | unknown | high | Thermo Fisher Scientific instrument, UNKNOWN, HIGH
thermo | unknown | unknown | unknown | unknown | high | Thermo Fisher Scientific instrument, UNKNOWN, HIGH
thermo | unknown | unknown | unknown | unknown | high | Thermo Fisher Scientific instrument, UNKNOWN, HIGH
thermo | unknown | unknown | unknown | unknown | high | Thermo Fisher Scientific instrument, UNKNOWN, HIGH
thermo | unknown | unknown | unknown | unknown | high | Thermo Fisher Scientific instrument, UNKNOWN, HIGH
thermo | unknown | unknown | unknown | unknown | high | Thermo Fisher Scientific instrument, UNKNOWN, HIGH
thermo | unknown | unknown | unknown | unknown | high | Thermo Fisher Scientific instrument, UNKNOWN, HIGH
thermo | unknown | unknown | unknown | unknown | high | Thermo Fisher Scientific instrument, UNKNOWN, HIGH
thermo | unknown | unknown | unknown | unknown | high | Thermo Fisher Scientific instrument, UNKNOWN, HIGH
thermo | unknown | lc | itft | esi | unknown | Thermo Fisher Scientific instrument, LC-ESI-ITFT, UNKNOWN
thermo | unknown | gc | ft | ci | unknown | Thermo Fisher Scientific instrument, GC-CI-FT, UNKNOWN
thermo | unknown | gc | ft | ei | unknown | Thermo Fisher Scientific instrument, GC-EI-FT, UNKNOWN
thermo | unknown | gc | ft | apci | unknown | Thermo Fisher Scientific instrument, GC-APCI-FT, UNKNOWN
thermo | unknown | gc | b | ci | unknown | Thermo Fisher Scientific instrument, GC-CI-B, UNKNOWN
thermo | unknown | unknown | unknown | esi | unknown | Thermo Fisher Scientific instrument, LC-ESI-UNKNOWN, UNKNOWN
thermo | unknown | unknown | unknown | esi | unknown | Thermo Fisher Scientific instrument, LC-ESI-UNKNOWN, UNKNOWN
thermo | unknown | unknown | unknown | esi | unknown | Thermo Fisher Scientific instrument, LC-ESI-UNKNOWN, UNKNOWN
thermo | unknown | unknown | unknown | unknown | high | Thermo Fisher Scientific instrument, UNKNOWN, HIGH
thermo | unknown | unknown | unknown | unknown | high | Thermo Fisher Scientific instrument, UNKNOWN, HIGH
thermo | unknown | unknown | unknown | unknown | high | Thermo Fisher Scientific instrument, UNKNOWN, HIGH
thermo | unknown | unknown | unknown | unknown | high | Thermo Fisher Scientific instrument, UNKNOWN, HIGH
thermo | unknown | unknown | unknown | unknown | high | Thermo Fisher Scientific instrument, UNKNOWN, HIGH
thermo | unknown | unknown | unknown | unknown | high | Thermo Fisher Scientific instrument, UNKNOWN, HIGH
thermo | unknown | unknown | unknown | unknown | high | Thermo Fisher Scientific instrument, UNKNOWN, HIGH
thermo | unknown | unknown | unknown | unknown | high | Thermo Fisher Scientific instrument, UNKNOWN, HIGH
thermo | unknown | unknown | unknown | unknown | low | Thermo Fisher Scientific instrument, UNKNOWN, LOW
thermo | unknown | unknown | unknown | unknown | high | Thermo Fisher Scientific instrument, UNKNOWN, HIGH
thermo | unknown | unknown | unknown | unknown | low | Thermo Fisher Scientific instrument, UNKNOWN, LOW
thermo | unknown | unknown | unknown | unknown | low | Thermo Fisher Scientific instrument, UNKNOWN, LOW
thermo | unknown | unknown | unknown | unknown | high | Thermo Fisher Scientific instrument, UNKNOWN, HIGH
thermo | unknown | unknown | unknown | esi | unknown | Thermo Fisher Scientific instrument, LC-ESI-UNKNOWN, UNKNOWN
thermo | unknown | unknown | unknown | esi | unknown | Thermo Fisher Scientific instrument, LC-ESI-UNKNOWN, UNKNOWN
thermo | unknown | unknown | unknown | esi | unknown | Thermo Fisher Scientific instrument, LC-ESI-UNKNOWN, UNKNOWN
thermo | unknown | unknown | unknown | esi | unknown | Thermo Fisher Scientific instrument, LC-ESI-UNKNOWN, UNKNOWN
thermo | unknown | unknown | unknown | esi | unknown | Thermo Fisher Scientific instrument, LC-ESI-UNKNOWN, UNKNOWN
thermo | unknown | unknown | unknown | esi | unknown | Thermo Fisher Scientific instrument, LC-ESI-UNKNOWN, UNKNOWN
thermo | unknown | unknown | unknown | unknown | high | Thermo Fisher Scientific instrument, UNKNOWN, HIGH
thermo | unknown | unknown | unknown | unknown | high | Thermo Fisher Scientific instrument, UNKNOWN, HIGH
thermo | unknown | unknown | unknown | unknown | high | Thermo Fisher Scientific instrument, UNKNOWN, HIGH
thermo | unknown | unknown | unknown | unknown | high | Thermo Fisher Scientific instrument, UNKNOWN, HIGH
thermo | unknown | unknown | unknown | unknown | high | Thermo Fisher Scientific instrument, UNKNOWN, HIGH
thermo | unknown | unknown | unknown | unknown | high | Thermo Fisher Scientific instrument, UNKNOWN, HIGH
thermo | unknown | unknown | unknown | unknown | high | Thermo Fisher Scientific instrument, UNKNOWN, HIGH
thermo | unknown | unknown | unknown | esi | unknown | Thermo Fisher Scientific instrument, LC-ESI-UNKNOWN, UNKNOWN
thermo | unknown | unknown | unknown | esi | unknown | Thermo Fisher Scientific instrument, LC-ESI-UNKNOWN, UNKNOWN
thermo | unknown | unknown | unknown | esi | unknown | Thermo Fisher Scientific instrument, LC-ESI-UNKNOWN, UNKNOWN
thermo | unknown | unknown | unknown | esi | unknown | Thermo Fisher Scientific instrument, LC-ESI-UNKNOWN, UNKNOWN
thermo | unknown | unknown | unknown | esi | unknown | Thermo Fisher Scientific instrument, LC-ESI-UNKNOWN, UNKNOWN
thermo | unknown | unknown | unknown | esi | unknown | Thermo Fisher Scientific instrument, LC-ESI-UNKNOWN, UNKNOWN
thermo | unknown | unknown | unknown | apci | unknown | Thermo Fisher Scientific instrument, LC-APCI-UNKNOWN, UNKNOWN
thermo | unknown | unknown | unknown | esi | unknown | Thermo Fisher Scientific instrument, LC-ESI-UNKNOWN, UNKNOWN
thermo | unknown | unknown | unknown | esi | unknown | Thermo Fisher Scientific instrument, LC-ESI-UNKNOWN, UNKNOWN
thermo | unknown | unknown | unknown | unknown | high | Thermo Fisher Scientific instrument, UNKNOWN, HIGH
thermo | unknown | unknown | unknown | unknown | high | Thermo Fisher Scientific instrument, UNKNOWN, HIGH
thermo | unknown | unknown | unknown | unknown | high | Thermo Fisher Scientific instrument, UNKNOWN, HIGH
thermo | unknown | unknown | unknown | unknown | low | Thermo Fisher Scientific instrument, UNKNOWN, LOW
thermo | unknown | unknown | unknown | unknown | low | Thermo Fisher Scientific instrument, UNKNOWN, LOW
thermo | unknown | unknown | unknown | unknown | low | Thermo Fisher Scientific instrument, UNKNOWN, LOW
thermo | unknown | unknown | unknown | unknown | low | Thermo Fisher Scientific instrument, UNKNOWN, LOW
thermo | unknown | unknown | unknown | apci | unknown | Thermo Fisher Scientific instrument, LC-APCI-UNKNOWN, UNKNOWN
thermo | unknown | unknown | unknown | esi | unknown | Thermo Fisher Scientific instrument, LC-ESI-UNKNOWN, UNKNOWN
thermo | unknown | unknown | unknown | esi | unknown | Thermo Fisher Scientific instrument, LC-ESI-UNKNOWN, UNKNOWN
thermo | unknown | unknown | itft | unknown | unknown | Thermo Fisher Scientific instrument, UNKNOWN-UNKNOWN-ITFT, UNKNOWN
thermo | unknown | unknown | unknown | ci | unknown | Thermo Fisher Scientific instrument, GC-CI-UNKNOWN, UNKNOWN
thermo | unknown | unknown | unknown | ei | unknown | Thermo Fisher Scientific instrument, GC-EI-UNKNOWN, UNKNOWN
thermo | unknown | unknown | unknown | apci | unknown | Thermo Fisher Scientific instrument, LC-APCI-UNKNOWN, UNKNOWN
thermo | unknown | unknown | unknown | ci | unknown | Thermo Fisher Scientific instrument, GC-CI-UNKNOWN, UNKNOWN
thermo | unknown | unknown | unknown | ei | unknown | Thermo Fisher Scientific instrument, GC-EI-UNKNOWN, UNKNOWN
thermo | unknown | unknown | unknown | esi | unknown | Thermo Fisher Scientific instrument, LC-ESI-UNKNOWN, UNKNOWN
thermo | unknown | unknown | unknown | esi | unknown | Thermo Fisher Scientific instrument, LC-ESI-UNKNOWN, UNKNOWN
thermo | unknown | unknown | unknown | esi | unknown | Thermo Fisher Scientific instrument, LC-ESI-UNKNOWN, UNKNOWN
thermo | unknown | unknown | unknown | esi | unknown | Thermo Fisher Scientific instrument, LC-ESI-UNKNOWN, UNKNOWN
thermo | unknown | unknown | unknown | esi | unknown | Thermo Fisher Scientific instrument, LC-ESI-UNKNOWN, UNKNOWN
thermo | unknown | unknown | unknown | esi | unknown | Thermo Fisher Scientific instrument, LC-ESI-UNKNOWN, UNKNOWN
thermo | unknown | unknown | unknown | esi | unknown | Thermo Fisher Scientific instrument, LC-ESI-UNKNOWN, UNKNOWN
thermo | unknown | unknown | unknown | esi | unknown | Thermo Fisher Scientific instrument, LC-ESI-UNKNOWN, UNKNOWN
thermo | unknown | unknown | unknown | apci | unknown | Thermo Fisher Scientific instrument, LC-APCI-UNKNOWN, UNKNOWN
thermo | unknown | unknown | unknown | esi | unknown | Thermo Fisher Scientific instrument, LC-ESI-UNKNOWN, UNKNOWN
thermo | unknown | unknown | itft | unknown | unknown | Thermo Fisher Scientific instrument, UNKNOWN-UNKNOWN-ITFT, UNKNOWN
thermo | unknown | unknown | itft | unknown | unknown | Thermo Fisher Scientific instrument, UNKNOWN-UNKNOWN-ITFT, UNKNOWN
thermo | unknown | unknown | itft | unknown | unknown | Thermo Fisher Scientific instrument, UNKNOWN-UNKNOWN-ITFT, UNKNOWN
thermo | unknown | unknown | itft | unknown | unknown | Thermo Fisher Scientific instrument, UNKNOWN-UNKNOWN-ITFT, UNKNOWN
thermo | unknown | unknown | itft | unknown | unknown | Thermo Fisher Scientific instrument, UNKNOWN-UNKNOWN-ITFT, UNKNOWN
thermo | unknown | unknown | itft | unknown | unknown | Thermo Fisher Scientific instrument, UNKNOWN-UNKNOWN-ITFT, UNKNOWN
thermo | unknown | unknown | unknown | esi | unknown | Thermo Fisher Scientific instrument, LC-ESI-UNKNOWN, UNKNOWN
thermo | unknown | unknown | unknown | esi | unknown | Thermo Fisher Scientific instrument, LC-ESI-UNKNOWN, UNKNOWN
thermo | unknown | unknown | unknown | esi | unknown | Thermo Fisher Scientific instrument, LC-ESI-UNKNOWN, UNKNOWN
thermo | unknown | unknown | unknown | esi | unknown | Thermo Fisher Scientific instrument, LC-ESI-UNKNOWN, UNKNOWN
thermo | unknown | unknown | unknown | esi | unknown | Thermo Fisher Scientific instrument, LC-ESI-UNKNOWN, UNKNOWN
thermo | unknown | unknown | unknown | esi | unknown | Thermo Fisher Scientific instrument, LC-ESI-UNKNOWN, UNKNOWN
thermo | unknown | unknown | unknown | esi | unknown | Thermo Fisher Scientific instrument, LC-ESI-UNKNOWN, UNKNOWN
thermo | unknown | unknown | qit | unknown | unknown | Thermo Fisher Scientific instrument, UNKNOWN-UNKNOWN-QIT, UNKNOWN
thermo | unknown | unknown | qit | unknown | unknown | Thermo Fisher Scientific instrument, UNKNOWN-UNKNOWN-QIT, UNKNOWN
thermo | unknown | unknown | itft | unknown | unknown | Thermo Fisher Scientific instrument, UNKNOWN-UNKNOWN-ITFT, UNKNOWN
thermo | unknown | unknown | qft | unknown | unknown | Thermo Fisher Scientific instrument, UNKNOWN-UNKNOWN-QFT, UNKNOWN
thermo | unknown | unknown | itft | unknown | unknown | Thermo Fisher Scientific instrument, UNKNOWN-UNKNOWN-ITFT, UNKNOWN
thermo | unknown | unknown | qft | unknown | unknown | Thermo Fisher Scientific instrument, UNKNOWN-UNKNOWN-QFT, UNKNOWN
thermo | unknown | unknown | itft | unknown | unknown | Thermo Fisher Scientific instrument, UNKNOWN-UNKNOWN-ITFT, UNKNOWN
thermo | unknown | unknown | ft | unknown | unknown | Thermo Fisher Scientific instrument, UNKNOWN-UNKNOWN-FT, UNKNOWN
thermo | unknown | unknown | ft | unknown | unknown | Thermo Fisher Scientific instrument, UNKNOWN-UNKNOWN-FT, UNKNOWN
thermo | unknown | unknown | unknown | apci | unknown | Thermo Fisher Scientific instrument, LC-APCI-UNKNOWN, UNKNOWN
thermo | unknown | unknown | unknown | ci | unknown | Thermo Fisher Scientific instrument, GC-CI-UNKNOWN, UNKNOWN
thermo | unknown | unknown | unknown | ei | unknown | Thermo Fisher Scientific instrument, GC-EI-UNKNOWN, UNKNOWN
thermo | unknown | unknown | unknown | ei | unknown | Thermo Fisher Scientific instrument, GC-EI-UNKNOWN, UNKNOWN
thermo | unknown | unknown | unknown | ei | unknown | Thermo Fisher Scientific instrument, GC-EI-UNKNOWN, UNKNOWN
thermo | unknown | unknown | unknown | ei | unknown | Thermo Fisher Scientific instrument, GC-EI-UNKNOWN, UNKNOWN
thermo | unknown | unknown | unknown | esi | unknown | Thermo Fisher Scientific instrument, LC-ESI-UNKNOWN, UNKNOWN
thermo | unknown | unknown | itft | unknown | unknown | Thermo Fisher Scientific instrument, UNKNOWN-UNKNOWN-ITFT, UNKNOWN
thermo | unknown | unknown | qit | unknown | unknown | Thermo Fisher Scientific instrument, UNKNOWN-UNKNOWN-QIT, UNKNOWN
thermo | unknown | unknown | it | unknown | unknown | Thermo Fisher Scientific instrument, UNKNOWN-UNKNOWN-IT, UNKNOWN
thermo | unknown | unknown | qft | unknown | unknown | Thermo Fisher Scientific instrument, UNKNOWN-UNKNOWN-QFT, UNKNOWN
thermo | unknown | unknown | qft | unknown | unknown | Thermo Fisher Scientific instrument, UNKNOWN-UNKNOWN-QFT, UNKNOWN
thermo | unknown | unknown | ft | unknown | unknown | Thermo Fisher Scientific instrument, UNKNOWN-UNKNOWN-FT, UNKNOWN
thermo | unknown | unknown | ft | unknown | unknown | Thermo Fisher Scientific instrument, UNKNOWN-UNKNOWN-FT, UNKNOWN
thermo | unknown | unknown | ft | unknown | unknown | Thermo Fisher Scientific instrument, UNKNOWN-UNKNOWN-FT, UNKNOWN
thermo | unknown | unknown | b | unknown | unknown | Thermo Fisher Scientific instrument, UNKNOWN-UNKNOWN-B, UNKNOWN
thermo | unknown | unknown | itft | unknown | unknown | Thermo Fisher Scientific instrument, UNKNOWN-UNKNOWN-ITFT, UNKNOWN
thermo | unknown | unknown | qit | unknown | unknown | Thermo Fisher Scientific instrument, UNKNOWN-UNKNOWN-QIT, UNKNOWN
thermo | unknown | unknown | qit | unknown | unknown | Thermo Fisher Scientific instrument, UNKNOWN-UNKNOWN-QIT, UNKNOWN
thermo | unknown | unknown | qit | unknown | unknown | Thermo Fisher Scientific instrument, UNKNOWN-UNKNOWN-QIT, UNKNOWN
thermo | unknown | unknown | qit | unknown | unknown | Thermo Fisher Scientific instrument, UNKNOWN-UNKNOWN-QIT, UNKNOWN
thermo | unknown | unknown | qit | unknown | unknown | Thermo Fisher Scientific instrument, UNKNOWN-UNKNOWN-QIT, UNKNOWN
thermo | unknown | unknown | qit | unknown | unknown | Thermo Fisher Scientific instrument, UNKNOWN-UNKNOWN-QIT, UNKNOWN
thermo | unknown | unknown | qft | unknown | unknown | Thermo Fisher Scientific instrument, UNKNOWN-UNKNOWN-QFT, UNKNOWN
thermo | unknown | unknown | qft | unknown | unknown | Thermo Fisher Scientific instrument, UNKNOWN-UNKNOWN-QFT, UNKNOWN
thermo | unknown | unknown | itft | unknown | unknown | Thermo Fisher Scientific instrument, UNKNOWN-UNKNOWN-ITFT, UNKNOWN
thermo | unknown | lc | unknown | unknown | unknown | Thermo Fisher Scientific instrument, LC-UNKNOWN-UNKNOWN, UNKNOWN
thermo | unknown | lc | unknown | unknown | unknown | Thermo Fisher Scientific instrument, LC-UNKNOWN-UNKNOWN, UNKNOWN
thermo | unknown | lc | unknown | unknown | unknown | Thermo Fisher Scientific instrument, LC-UNKNOWN-UNKNOWN, UNKNOWN
thermo | unknown | lc | unknown | unknown | unknown | Thermo Fisher Scientific instrument, LC-UNKNOWN-UNKNOWN, UNKNOWN
thermo | unknown | lc | unknown | unknown | unknown | Thermo Fisher Scientific instrument, LC-UNKNOWN-UNKNOWN, UNKNOWN
thermo | unknown | lc | unknown | unknown | unknown | Thermo Fisher Scientific instrument, LC-UNKNOWN-UNKNOWN, UNKNOWN
thermo | unknown | unknown | itft | unknown | unknown | Thermo Fisher Scientific instrument, UNKNOWN-UNKNOWN-ITFT, UNKNOWN
thermo | unknown | unknown | qft | unknown | unknown | Thermo Fisher Scientific instrument, UNKNOWN-UNKNOWN-QFT, UNKNOWN
thermo | unknown | unknown | ft | unknown | unknown | Thermo Fisher Scientific instrument, UNKNOWN-UNKNOWN-FT, UNKNOWN
thermo | unknown | unknown | qft | unknown | unknown | Thermo Fisher Scientific instrument, UNKNOWN-UNKNOWN-QFT, UNKNOWN
thermo | unknown | unknown | ft | unknown | unknown | Thermo Fisher Scientific instrument, UNKNOWN-UNKNOWN-FT, UNKNOWN
thermo | unknown | unknown | ft | unknown | unknown | Thermo Fisher Scientific instrument, UNKNOWN-UNKNOWN-FT, UNKNOWN
thermo | unknown | unknown | ft | unknown | unknown | Thermo Fisher Scientific instrument, UNKNOWN-UNKNOWN-FT, UNKNOWN
thermo | unknown | lc | unknown | unknown | unknown | Thermo Fisher Scientific instrument, LC-UNKNOWN-UNKNOWN, UNKNOWN
thermo | unknown | lc | unknown | unknown | unknown | Thermo Fisher Scientific instrument, LC-UNKNOWN-UNKNOWN, UNKNOWN
thermo | unknown | unknown | qft | unknown | unknown | Thermo Fisher Scientific instrument, UNKNOWN-UNKNOWN-QFT, UNKNOWN
thermo | unknown | lc | unknown | unknown | unknown | Thermo Fisher Scientific instrument, LC-UNKNOWN-UNKNOWN, UNKNOWN
thermo | unknown | lc | unknown | unknown | unknown | Thermo Fisher Scientific instrument, LC-UNKNOWN-UNKNOWN, UNKNOWN
thermo | unknown | lc | unknown | unknown | unknown | Thermo Fisher Scientific instrument, LC-UNKNOWN-UNKNOWN, UNKNOWN
thermo | unknown | lc | unknown | unknown | unknown | Thermo Fisher Scientific instrument, LC-UNKNOWN-UNKNOWN, UNKNOWN
thermo | unknown | lc | unknown | unknown | unknown | Thermo Fisher Scientific instrument, LC-UNKNOWN-UNKNOWN, UNKNOWN
thermo | unknown | lc | unknown | unknown | unknown | Thermo Fisher Scientific instrument, LC-UNKNOWN-UNKNOWN, UNKNOWN
thermo | unknown | unknown | qqq | unknown | unknown | Thermo Fisher Scientific instrument, UNKNOWN-UNKNOWN-QQQ, UNKNOWN
thermo | unknown | unknown | qqq | unknown | unknown | Thermo Fisher Scientific instrument, UNKNOWN-UNKNOWN-QQQ, UNKNOWN
thermo | unknown | unknown | qqq | unknown | unknown | Thermo Fisher Scientific instrument, UNKNOWN-UNKNOWN-QQQ, UNKNOWN
thermo | unknown | unknown | qqq | unknown | unknown | Thermo Fisher Scientific instrument, UNKNOWN-UNKNOWN-QQQ, UNKNOWN
thermo | unknown | unknown | qqq | unknown | unknown | Thermo Fisher Scientific instrument, UNKNOWN-UNKNOWN-QQQ, UNKNOWN
thermo | unknown | unknown | qft | unknown | unknown | Thermo Fisher Scientific instrument, UNKNOWN-UNKNOWN-QFT, UNKNOWN
thermo | unknown | unknown | qft | unknown | unknown | Thermo Fisher Scientific instrument, UNKNOWN-UNKNOWN-QFT, UNKNOWN
thermo | unknown | lc | unknown | unknown | unknown | Thermo Fisher Scientific instrument, LC-UNKNOWN-UNKNOWN, UNKNOWN
thermo | unknown | lc | unknown | unknown | unknown | Thermo Fisher Scientific instrument, LC-UNKNOWN-UNKNOWN, UNKNOWN
thermo | unknown | lc | unknown | unknown | unknown | Thermo Fisher Scientific instrument, LC-UNKNOWN-UNKNOWN, UNKNOWN
thermo | unknown | gc | unknown | unknown | unknown | Thermo Fisher Scientific instrument, GC-UNKNOWN-UNKNOWN, UNKNOWN
thermo | unknown | gc | unknown | unknown | unknown | Thermo Fisher Scientific instrument, GC-UNKNOWN-UNKNOWN, UNKNOWN
thermo | unknown | gc | unknown | unknown | unknown | Thermo Fisher Scientific instrument, GC-UNKNOWN-UNKNOWN, UNKNOWN
thermo | unknown | gc | unknown | unknown | unknown | Thermo Fisher Scientific instrument, GC-UNKNOWN-UNKNOWN, UNKNOWN
thermo | unknown | lc | unknown | unknown | unknown | Thermo Fisher Scientific instrument, LC-UNKNOWN-UNKNOWN, UNKNOWN
thermo | unknown | lc | unknown | unknown | unknown | Thermo Fisher Scientific instrument, LC-UNKNOWN-UNKNOWN, UNKNOWN
thermo | unknown | lc | unknown | unknown | unknown | Thermo Fisher Scientific instrument, LC-UNKNOWN-UNKNOWN, UNKNOWN
thermo | unknown | lc | unknown | unknown | unknown | Thermo Fisher Scientific instrument, LC-UNKNOWN-UNKNOWN, UNKNOWN
thermo | unknown | lc | unknown | unknown | unknown | Thermo Fisher Scientific instrument, LC-UNKNOWN-UNKNOWN, UNKNOWN
thermo | unknown | lc | unknown | unknown | unknown | Thermo Fisher Scientific instrument, LC-UNKNOWN-UNKNOWN, UNKNOWN
thermo | unknown | lc | unknown | unknown | unknown | Thermo Fisher Scientific instrument, LC-UNKNOWN-UNKNOWN, UNKNOWN
thermo | unknown | lc | unknown | unknown | unknown | Thermo Fisher Scientific instrument, LC-UNKNOWN-UNKNOWN, UNKNOWN
thermo | unknown | lc | unknown | unknown | unknown | Thermo Fisher Scientific instrument, LC-UNKNOWN-UNKNOWN, UNKNOWN
thermo | unknown | lc | unknown | unknown | unknown | Thermo Fisher Scientific instrument, LC-UNKNOWN-UNKNOWN, UNKNOWN
thermo | unknown | lc | unknown | unknown | unknown | Thermo Fisher Scientific instrument, LC-UNKNOWN-UNKNOWN, UNKNOWN
thermo | unknown | lc | unknown | unknown | unknown | Thermo Fisher Scientific instrument, LC-UNKNOWN-UNKNOWN, UNKNOWN
thermo | unknown | lc | itft | esi | high | Thermo Fisher Scientific instrument, LC-ESI-ITFT, HIGH
thermo | unknown | lc | qit | esi | low | Thermo Fisher Scientific instrument, LC-ESI-QIT, LOW
thermo | unknown | lc | qit | esi | high | Thermo Fisher Scientific instrument, LC-ESI-QIT, HIGH
thermo | unknown | lc | qit | esi | low | Thermo Fisher Scientific instrument, LC-ESI-QIT, LOW
thermo | unknown | lc | qit | esi | low | Thermo Fisher Scientific instrument, LC-ESI-QIT, LOW
thermo | unknown | lc | qit | esi | low | Thermo Fisher Scientific instrument, LC-ESI-QIT, LOW
thermo | unknown | lc | unknown | unknown | unknown | Thermo Fisher Scientific instrument, LC-UNKNOWN-UNKNOWN, UNKNOWN
thermo | unknown | lc | unknown | unknown | unknown | Thermo Fisher Scientific instrument, LC-UNKNOWN-UNKNOWN, UNKNOWN
thermo | unknown | lc | unknown | unknown | unknown | Thermo Fisher Scientific instrument, LC-UNKNOWN-UNKNOWN, UNKNOWN
thermo | unknown | lc | unknown | unknown | unknown | Thermo Fisher Scientific instrument, LC-UNKNOWN-UNKNOWN, UNKNOWN
thermo | unknown | lc | unknown | unknown | unknown | Thermo Fisher Scientific instrument, LC-UNKNOWN-UNKNOWN, UNKNOWN
thermo | unknown | lc | unknown | unknown | unknown | Thermo Fisher Scientific instrument, LC-UNKNOWN-UNKNOWN, UNKNOWN
thermo | unknown | lc | unknown | unknown | unknown | Thermo Fisher Scientific instrument, LC-UNKNOWN-UNKNOWN, UNKNOWN
thermo | unknown | gc | unknown | unknown | unknown | Thermo Fisher Scientific instrument, GC-UNKNOWN-UNKNOWN, UNKNOWN
thermo | unknown | gc | unknown | unknown | unknown | Thermo Fisher Scientific instrument, GC-UNKNOWN-UNKNOWN, UNKNOWN
thermo | unknown | gc | unknown | unknown | unknown | Thermo Fisher Scientific instrument, GC-UNKNOWN-UNKNOWN, UNKNOWN
thermo | unknown | unknown | b | ci | low | Thermo Fisher Scientific instrument, GC-CI-B, LOW
thermo | unknown | unknown | qqq | ei | low | Thermo Fisher Scientific instrument, GC-EI-QQQ, LOW
thermo | unknown | unknown | qqq | ei | low | Thermo Fisher Scientific instrument, GC-EI-QQQ, LOW
thermo | unknown | unknown | qqq | ei | low | Thermo Fisher Scientific instrument, GC-EI-QQQ, LOW
unknown | unknown | unknown | qit | esi | low | UNKNOWN, LC-ESI-QIT, LOW
unknown | unknown | unknown | qit | esi | low | UNKNOWN, LC-ESI-QIT, LOW
unknown | unknown | unknown | itft | esi | high | UNKNOWN, LC-ESI-ITFT, HIGH
unknown | unknown | unknown | itft | esi | high | UNKNOWN, LC-ESI-ITFT, HIGH
thermo | unknown | lc | unknown | unknown | unknown | Thermo Fisher Scientific instrument, LC-UNKNOWN-UNKNOWN, UNKNOWN
thermo | unknown | gc | unknown | unknown | unknown | Thermo Fisher Scientific instrument, GC-UNKNOWN-UNKNOWN, UNKNOWN
thermo | unknown | lc | unknown | unknown | unknown | Thermo Fisher Scientific instrument, LC-UNKNOWN-UNKNOWN, UNKNOWN
thermo | unknown | lc | unknown | unknown | unknown | Thermo Fisher Scientific instrument, LC-UNKNOWN-UNKNOWN, UNKNOWN
thermo | unknown | lc | unknown | unknown | unknown | Thermo Fisher Scientific instrument, LC-UNKNOWN-UNKNOWN, UNKNOWN
thermo | unknown | lc | unknown | unknown | unknown | Thermo Fisher Scientific instrument, LC-UNKNOWN-UNKNOWN, UNKNOWN
thermo | unknown | lc | unknown | unknown | unknown | Thermo Fisher Scientific instrument, LC-UNKNOWN-UNKNOWN, UNKNOWN
thermo | unknown | lc | itft | esi | high | Thermo Fisher Scientific instrument, LC-ESI-ITFT, HIGH
thermo | unknown | unknown | unknown | unknown | unknown | Thermo Fisher Scientific instrument, UNKNOWN, UNKNOWN
thermo | unknown | unknown | unknown | unknown | unknown | Thermo Fisher Scientific instrument, UNKNOWN, UNKNOWN
thermo | unknown | unknown | unknown | unknown | unknown | Thermo Fisher Scientific instrument, UNKNOWN, UNKNOWN
thermo | unknown | unknown | unknown | unknown | unknown | Thermo Fisher Scientific instrument, UNKNOWN, UNKNOWN
thermo | unknown | unknown | unknown | unknown | unknown | Thermo Fisher Scientific instrument, UNKNOWN, UNKNOWN
thermo | unknown | unknown | unknown | unknown | unknown | Thermo Fisher Scientific instrument, UNKNOWN, UNKNOWN
thermo | unknown | lc | qit | esi | low | Thermo Fisher Scientific instrument, LC-ESI-QIT, LOW
thermo | unknown | lc | qit | esi | low | Thermo Fisher Scientific instrument, LC-ESI-QIT, LOW
thermo | unknown | lc | qit | esi | low | Thermo Fisher Scientific instrument, LC-ESI-QIT, LOW
thermo | unknown | lc | itft | esi | high | Thermo Fisher Scientific instrument, LC-ESI-ITFT, HIGH
thermo | unknown | lc | itft | esi | high | Thermo Fisher Scientific instrument, LC-ESI-ITFT, HIGH
thermo | unknown | unknown | qft | ei | high | Thermo Fisher Scientific instrument, GC-EI-QFT, HIGH
thermo | unknown | unknown | qft | apci | high | Thermo Fisher Scientific instrument, LC-APCI-QFT, HIGH
thermo | unknown | unknown | ft | ci | high | Thermo Fisher Scientific instrument, GC-CI-FT, HIGH
thermo | unknown | unknown | ft | ei | high | Thermo Fisher Scientific instrument, GC-EI-FT, HIGH
thermo | unknown | unknown | ft | apci | high | Thermo Fisher Scientific instrument, LC-APCI-FT, HIGH
thermo | unknown | unknown | unknown | unknown | unknown | Thermo Fisher Scientific instrument, UNKNOWN, UNKNOWN
thermo | unknown | unknown | unknown | unknown | unknown | Thermo Fisher Scientific instrument, UNKNOWN, UNKNOWN
thermo | unknown | unknown | unknown | unknown | unknown | Thermo Fisher Scientific instrument, UNKNOWN, UNKNOWN
thermo | unknown | unknown | unknown | unknown | unknown | Thermo Fisher Scientific instrument, UNKNOWN, UNKNOWN
thermo | unknown | unknown | unknown | unknown | unknown | Thermo Fisher Scientific instrument, UNKNOWN, UNKNOWN
thermo | unknown | unknown | unknown | unknown | unknown | Thermo Fisher Scientific instrument, UNKNOWN, UNKNOWN
thermo | unknown | unknown | unknown | unknown | unknown | Thermo Fisher Scientific instrument, UNKNOWN, UNKNOWN
thermo | unknown | unknown | unknown | unknown | unknown | Thermo Fisher Scientific instrument, UNKNOWN, UNKNOWN
thermo | lcq duo | unknown | unknown | unknown | unknown | Thermo Fisher Scientific LCQ Duo, LC-UNKNOWN-QIT, UNKNOWN
thermo | unknown | gc | qft | ci | unknown | Thermo Fisher Scientific instrument, GC-CI-QFT, UNKNOWN
thermo | unknown | gc | qft | ei | unknown | Thermo Fisher Scientific instrument, GC-EI-QFT, UNKNOWN
thermo | unknown | gc | qft | apci | unknown | Thermo Fisher Scientific instrument, GC-APCI-QFT, UNKNOWN
thermo | unknown | unknown | unknown | unknown | unknown | Thermo Fisher Scientific instrument, UNKNOWN, UNKNOWN
thermo | unknown | unknown | unknown | unknown | unknown | Thermo Fisher Scientific instrument, UNKNOWN, UNKNOWN
thermo | unknown | unknown | unknown | unknown | unknown | Thermo Fisher Scientific instrument, UNKNOWN, UNKNOWN
thermo | unknown | unknown | unknown | unknown | unknown | Thermo Fisher Scientific instrument, UNKNOWN, UNKNOWN
unknown | unknown | unknown | unknown | esi | unknown | UNKNOWN, LC-ESI-UNKNOWN, UNKNOWN
unknown | unknown | unknown | unknown | esi | unknown | UNKNOWN, LC-ESI-UNKNOWN, UNKNOWN
unknown | unknown | unknown | unknown | esi | unknown | UNKNOWN, LC-ESI-UNKNOWN, UNKNOWN
unknown | unknown | unknown | unknown | esi | unknown | UNKNOWN, LC-ESI-UNKNOWN, UNKNOWN
unknown | unknown | unknown | unknown | esi | unknown | UNKNOWN, LC-ESI-UNKNOWN, UNKNOWN
unknown | unknown | unknown | unknown | esi | unknown | UNKNOWN, LC-ESI-UNKNOWN, UNKNOWN
unknown | unknown | unknown | unknown | esi | unknown | UNKNOWN, LC-ESI-UNKNOWN, UNKNOWN
unknown | unknown | unknown | unknown | esi | unknown | UNKNOWN, LC-ESI-UNKNOWN, UNKNOWN
unknown | unknown | unknown | unknown | esi | unknown | UNKNOWN, LC-ESI-UNKNOWN, UNKNOWN
thermo | unknown | lc | qft | esi | unknown | Thermo Fisher Scientific instrument, LC-ESI-QFT, UNKNOWN
thermo | unknown | lc | ft | esi | unknown | Thermo Fisher Scientific instrument, LC-ESI-FT, UNKNOWN
thermo | unknown | lc | qft | esi | unknown | Thermo Fisher Scientific instrument, LC-ESI-QFT, UNKNOWN
thermo | unknown | lc | ft | esi | unknown | Thermo Fisher Scientific instrument, LC-ESI-FT, UNKNOWN
thermo | unknown | unknown | unknown | unknown | unknown | Thermo Fisher Scientific instrument, UNKNOWN, UNKNOWN
thermo | unknown | unknown | unknown | unknown | unknown | Thermo Fisher Scientific instrument, UNKNOWN, UNKNOWN
thermo | unknown | unknown | unknown | unknown | unknown | Thermo Fisher Scientific instrument, UNKNOWN, UNKNOWN
unknown | unknown | unknown | unknown | esi | unknown | UNKNOWN, LC-ESI-UNKNOWN, UNKNOWN
unknown | unknown | unknown | unknown | esi | unknown | UNKNOWN, LC-ESI-UNKNOWN, UNKNOWN
unknown | unknown | unknown | unknown | esi | unknown | UNKNOWN, LC-ESI-UNKNOWN, UNKNOWN
unknown | unknown | unknown | unknown | apci | unknown | UNKNOWN, LC-APCI-UNKNOWN, UNKNOWN
unknown | unknown | unknown | unknown | esi | unknown | UNKNOWN, LC-ESI-UNKNOWN, UNKNOWN
unknown | unknown | unknown | unknown | esi | unknown | UNKNOWN, LC-ESI-UNKNOWN, UNKNOWN
unknown | unknown | unknown | unknown | esi | unknown | UNKNOWN, LC-ESI-UNKNOWN, UNKNOWN
unknown | unknown | unknown | unknown | esi | unknown | UNKNOWN, LC-ESI-UNKNOWN, UNKNOWN
unknown | unknown | unknown | unknown | esi | unknown | UNKNOWN, LC-ESI-UNKNOWN, UNKNOWN
unknown | unknown | unknown | unknown | esi | unknown | UNKNOWN, LC-ESI-UNKNOWN, UNKNOWN
unknown | unknown | unknown | unknown | esi | unknown | UNKNOWN, LC-ESI-UNKNOWN, UNKNOWN
unknown | unknown | unknown | unknown | esi | unknown | UNKNOWN, LC-ESI-UNKNOWN, UNKNOWN
unknown | unknown | unknown | unknown | esi | unknown | UNKNOWN, LC-ESI-UNKNOWN, UNKNOWN
unknown | unknown | unknown | unknown | esi | unknown | UNKNOWN, LC-ESI-UNKNOWN, UNKNOWN
unknown | unknown | unknown | unknown | esi | unknown | UNKNOWN, LC-ESI-UNKNOWN, UNKNOWN
unknown | unknown | unknown | unknown | esi | unknown | UNKNOWN, LC-ESI-UNKNOWN, UNKNOWN
thermo | unknown | unknown | unknown | unknown | unknown | Thermo Fisher Scientific instrument, UNKNOWN, UNKNOWN
thermo | unknown | unknown | unknown | unknown | unknown | Thermo Fisher Scientific instrument, UNKNOWN, UNKNOWN
thermo | unknown | unknown | unknown | unknown | unknown | Thermo Fisher Scientific instrument, UNKNOWN, UNKNOWN
thermo | unknown | unknown | unknown | unknown | unknown | Thermo Fisher Scientific instrument, UNKNOWN, UNKNOWN
thermo | unknown | unknown | unknown | unknown | unknown | Thermo Fisher Scientific instrument, UNKNOWN, UNKNOWN
thermo | unknown | unknown | unknown | unknown | unknown | Thermo Fisher Scientific instrument, UNKNOWN, UNKNOWN
thermo | unknown | unknown | unknown | unknown | unknown | Thermo Fisher Scientific instrument, UNKNOWN, UNKNOWN
thermo | unknown | unknown | unknown | unknown | unknown | Thermo Fisher Scientific instrument, UNKNOWN, UNKNOWN
thermo | unknown | unknown | unknown | unknown | unknown | Thermo Fisher Scientific instrument, UNKNOWN, UNKNOWN
thermo | unknown | unknown | unknown | unknown | unknown | Thermo Fisher Scientific instrument, UNKNOWN, UNKNOWN
thermo | unknown | unknown | unknown | unknown | unknown | Thermo Fisher Scientific instrument, UNKNOWN, UNKNOWN
thermo | unknown | unknown | unknown | unknown | unknown | Thermo Fisher Scientific instrument, UNKNOWN, UNKNOWN
unknown | unknown | unknown | unknown | apci | unknown | UNKNOWN, LC-APCI-UNKNOWN, UNKNOWN
unknown | unknown | unknown | unknown | ci | unknown | UNKNOWN, GC-CI-UNKNOWN, UNKNOWN
unknown | unknown | unknown | unknown | ei | unknown | UNKNOWN, GC-EI-UNKNOWN, UNKNOWN
unknown | unknown | unknown | unknown | ei | unknown | UNKNOWN, GC-EI-UNKNOWN, UNKNOWN
thermo | unknown | unknown | unknown | unknown | unknown | Thermo Fisher Scientific instrument, UNKNOWN, UNKNOWN
thermo | unknown | unknown | unknown | unknown | unknown | Thermo Fisher Scientific instrument, UNKNOWN, UNKNOWN
unknown | unknown | unknown | qit | unknown | unknown | UNKNOWN, UNKNOWN-UNKNOWN-QIT, UNKNOWN
unknown | unknown | unknown | qit | unknown | unknown | UNKNOWN, UNKNOWN-UNKNOWN-QIT, UNKNOWN
unknown | unknown | unknown | qit | unknown | unknown | UNKNOWN, UNKNOWN-UNKNOWN-QIT, UNKNOWN
unknown | unknown | unknown | qit | unknown | unknown | UNKNOWN, UNKNOWN-UNKNOWN-QIT, UNKNOWN
unknown | unknown | unknown | qit | unknown | unknown | UNKNOWN, UNKNOWN-UNKNOWN-QIT, UNKNOWN
unknown | unknown | unknown | itft | unknown | unknown | UNKNOWN, UNKNOWN-UNKNOWN-ITFT, UNKNOWN
unknown | unknown | unknown | itft | unknown | unknown | UNKNOWN, UNKNOWN-UNKNOWN-ITFT, UNKNOWN
unknown | unknown | unknown | unknown | ci | unknown | UNKNOWN, GC-CI-UNKNOWN, UNKNOWN
unknown | unknown | unknown | unknown | ei | unknown | UNKNOWN, GC-EI-UNKNOWN, UNKNOWN
unknown | unknown | unknown | unknown | apci | unknown | UNKNOWN, LC-APCI-UNKNOWN, UNKNOWN
unknown | unknown | unknown | unknown | ci | unknown | UNKNOWN, GC-CI-UNKNOWN, UNKNOWN
unknown | unknown | unknown | unknown | ei | unknown | UNKNOWN, GC-EI-UNKNOWN, UNKNOWN
thermo | unknown | unknown | unknown | unknown | unknown | Thermo Fisher Scientific instrument, UNKNOWN, UNKNOWN
thermo | unknown | unknown | unknown | unknown | unknown | Thermo Fisher Scientific instrument, UNKNOWN, UNKNOWN
unknown | ltq xl | lc | it | esi | low | Thermo Fisher Scientific LTQ XL, LC-ESI-IT, LOW
unknown | ltq xl | lc | qit | esi | low | Thermo Fisher Scientific LTQ XL, LC-ESI-QIT, LOW
thermo | ltq ft | unknown | unknown | unknown | unknown | Thermo Fisher Scientific LTQ FT, LC-UNKNOWN-ITFT, UNKNOWN
thermo | ltq xl | unknown | unknown | unknown | unknown | Thermo Fisher Scientific LTQ XL, LC-UNKNOWN-IT, UNKNOWN
thermo | ltq xl | unknown | unknown | unknown | unknown | Thermo Fisher Scientific LTQ XL, LC-UNKNOWN-IT, UNKNOWN
unknown | ltq xl | lc | unknown | unknown | unknown | Thermo Fisher Scientific LTQ XL, LC-UNKNOWN-IT, UNKNOWN
unknown | ltq xl | lc | unknown | unknown | unknown | Thermo Fisher Scientific LTQ XL, LC-UNKNOWN-IT, UNKNOWN
unknown | ltq ft | lc | unknown | unknown | unknown | Thermo Fisher Scientific LTQ FT, LC-UNKNOWN-ITFT, UNKNOWN
unknown | ltq xl | unknown | it | unknown | unknown | Thermo Fisher Scientific LTQ XL, LC-UNKNOWN-IT, UNKNOWN
unknown | ltq xl | unknown | qit | unknown | unknown | Thermo Fisher Scientific LTQ XL, LC-UNKNOWN-QIT, UNKNOWN
thermo | ltq xl | lc | unknown | esi | low | Thermo Fisher Scientific LTQ XL, LC-ESI-IT, LOW
thermo | ltq xl | unknown | qit | esi | low | Thermo Fisher Scientific LTQ XL, LC-ESI-QIT, LOW
thermo | ltq ft | unknown | itft | esi | high | Thermo Fisher Scientific LTQ FT, LC-ESI-ITFT, HIGH
thermo | ltq xl | unknown | it | esi | low | Thermo Fisher Scientific LTQ XL, LC-ESI-IT, LOW
unknown | ltq ft | unknown | itft | unknown | unknown | Thermo Fisher Scientific LTQ FT, LC-UNKNOWN-ITFT, UNKNOWN
unknown | ltq xl | unknown | unknown | esi | unknown | Thermo Fisher Scientific LTQ XL, LC-ESI-IT, UNKNOWN
thermo | ltq xl | lc | unknown | esi | low | Thermo Fisher Scientific LTQ XL, LC-ESI-IT, LOW
thermo | ltq ft | lc | unknown | esi | high | Thermo Fisher Scientific LTQ FT, LC-ESI-ITFT, HIGH
unknown | ltq xl | unknown | unknown | esi | unknown | Thermo Fisher Scientific LTQ XL, LC-ESI-IT, UNKNOWN
unknown | ltq ft | unknown | unknown | esi | unknown | Thermo Fisher Scientific LTQ FT, LC-ESI-ITFT, UNKNOWN
thermo | ltq xl | unknown | qit | unknown | unknown | Thermo Fisher Scientific LTQ XL, LC-UNKNOWN-QIT, UNKNOWN
thermo | ltq xl | unknown | unknown | esi | unknown | Thermo Fisher Scientific LTQ XL, LC-ESI-IT, UNKNOWN
thermo | ltq xl | unknown | unknown | esi | unknown | Thermo Fisher Scientific LTQ XL, LC-ESI-IT, UNKNOWN
thermo | ltq xl | lc | unknown | unknown | unknown | Thermo Fisher Scientific LTQ XL, LC-UNKNOWN-IT, UNKNOWN
thermo | ltq xl | lc | it | unknown | low | Thermo Fisher Scientific LTQ XL, LC-UNKNOWN-IT, LOW
thermo | ltq xl | lc | qit | unknown | low | Thermo Fisher Scientific LTQ XL, LC-UNKNOWN-QIT, LOW
thermo | ltq ft | lc | unknown | unknown | unknown | Thermo Fisher Scientific LTQ FT, LC-UNKNOWN-ITFT, UNKNOWN
thermo | ltq xl | lc | unknown | unknown | unknown | Thermo Fisher Scientific LTQ XL, LC-UNKNOWN-IT, UNKNOWN
thermo | ltq ft | lc | itft | unknown | high | Thermo Fisher Scientific LTQ FT, LC-UNKNOWN-ITFT, HIGH
unknown | ltq xl | unknown | unknown | unknown | low | Thermo Fisher Scientific LTQ XL, LC-UNKNOWN-IT, LOW
unknown | ltq xl | unknown | unknown | unknown | low | Thermo Fisher Scientific LTQ XL, LC-UNKNOWN-IT, LOW
unknown | ltq ft | unknown | unknown | unknown | high | Thermo Fisher Scientific LTQ FT, LC-UNKNOWN-ITFT, HIGH
thermo | ltq ft | unknown | unknown | esi | high | Thermo Fisher Scientific LTQ FT, LC-ESI-ITFT, HIGH
thermo | ltq ft | lc | itft | esi | high | Thermo Fisher Scientific LTQ FT, LC-ESI-ITFT, HIGH
thermo | ltq xl | unknown | unknown | esi | low | Thermo Fisher Scientific LTQ XL, LC-ESI-IT, LOW
thermo | ltq xl | unknown | unknown | esi | low | Thermo Fisher Scientific LTQ XL, LC-ESI-IT, LOW
thermo | ltq ft | unknown | itft | esi | unknown | Thermo Fisher Scientific LTQ FT, LC-ESI-ITFT, UNKNOWN
thermo | ltq xl | unknown | qit | unknown | low | Thermo Fisher Scientific LTQ XL, LC-UNKNOWN-QIT, LOW
thermo | ltq ft | unknown | itft | unknown | high | Thermo Fisher Scientific LTQ FT, LC-UNKNOWN-ITFT, HIGH
thermo | ltq xl | lc | it | unknown | unknown | Thermo Fisher Scientific LTQ XL, LC-UNKNOWN-IT, UNKNOWN
thermo | ltq xl | lc | unknown | esi | unknown | Thermo Fisher Scientific LTQ XL, LC-ESI-IT, UNKNOWN
thermo | ltq xl | lc | unknown | esi | unknown | Thermo Fisher Scientific LTQ XL, LC-ESI-IT, UNKNOWN
thermo | ltq xl | lc | qit | unknown | unknown | Thermo Fisher Scientific LTQ XL, LC-UNKNOWN-QIT, UNKNOWN
thermo | ltq ft | lc | unknown | esi | unknown | Thermo Fisher Scientific LTQ FT, LC-ESI-ITFT, UNKNOWN
thermo | ltq xl | unknown | it | unknown | unknown | Thermo Fisher Scientific LTQ XL, LC-UNKNOWN-IT, UNKNOWN
thermo | ltq xl | lc | qit | esi | unknown | Thermo Fisher Scientific LTQ XL, LC-ESI-QIT, UNKNOWN
thermo | ltq xl | lc | it | esi | unknown | Thermo Fisher Scientific LTQ XL, LC-ESI-IT, UNKNOWN
thermo | ltq ft | lc | itft | esi | unknown | Thermo Fisher Scientific LTQ FT, LC-ESI-ITFT, UNKNOWN
thermo | ltq ft | unknown | unknown | unknown | high | Thermo Fisher Scientific LTQ FT, LC-UNKNOWN-ITFT, HIGH
thermo | ltq ft | unknown | unknown | esi | unknown | Thermo Fisher Scientific LTQ FT, LC-ESI-ITFT, UNKNOWN
thermo | ltq ft | unknown | itft | unknown | unknown | Thermo Fisher Scientific LTQ FT, LC-UNKNOWN-ITFT, UNKNOWN
unknown | ltq xl | lc | unknown | esi | low | Thermo Fisher Scientific LTQ XL, LC-ESI-IT, LOW
unknown | ltq xl | lc | unknown | unknown | low | Thermo Fisher Scientific LTQ XL, LC-UNKNOWN-IT, LOW
unknown | ltq xl | lc | qit | unknown | low | Thermo Fisher Scientific LTQ XL, LC-UNKNOWN-QIT, LOW
unknown | ltq xl | lc | unknown | esi | unknown | Thermo Fisher Scientific LTQ XL, LC-ESI-IT, UNKNOWN
unknown | ltq xl | lc | unknown | esi | unknown | Thermo Fisher Scientific LTQ XL, LC-ESI-IT, UNKNOWN
unknown | ltq xl | lc | it | unknown | unknown | Thermo Fisher Scientific LTQ XL, LC-UNKNOWN-IT, UNKNOWN
unknown | ltq xl | lc | qit | unknown | unknown | Thermo Fisher Scientific LTQ XL, LC-UNKNOWN-QIT, UNKNOWN
unknown | ltq xl | unknown | it | esi | low | Thermo Fisher Scientific LTQ XL, LC-ESI-IT, LOW
unknown | ltq xl | unknown | qit | esi | low | Thermo Fisher Scientific LTQ XL, LC-ESI-QIT, LOW
unknown | ltq ft | unknown | itft | esi | high | Thermo Fisher Scientific LTQ FT, LC-ESI-ITFT, HIGH
unknown | ltq ft | lc | itft | unknown | unknown | Thermo Fisher Scientific LTQ FT, LC-UNKNOWN-ITFT, UNKNOWN
thermo | ltq xl | unknown | unknown | unknown | low | Thermo Fisher Scientific LTQ XL, LC-UNKNOWN-IT, LOW
thermo | ltq xl | unknown | unknown | unknown | low | Thermo Fisher Scientific LTQ XL, LC-UNKNOWN-IT, LOW
unknown | ltq xl | lc | it | unknown | low | Thermo Fisher Scientific LTQ XL, LC-UNKNOWN-IT, LOW
unknown | ltq ft | lc | itft | unknown | high | Thermo Fisher Scientific LTQ FT, LC-UNKNOWN-ITFT, HIGH
unknown | ltq xl | lc | unknown | esi | low | Thermo Fisher Scientific LTQ XL, LC-ESI-IT, LOW
unknown | ltq ft | lc | unknown | esi | high | Thermo Fisher Scientific LTQ FT, LC-ESI-ITFT, HIGH
unknown | ltq ft | lc | unknown | esi | unknown | Thermo Fisher Scientific LTQ FT, LC-ESI-ITFT, UNKNOWN
thermo | ltq xl | lc | unknown | unknown | low | Thermo Fisher Scientific LTQ XL, LC-UNKNOWN-IT, LOW
thermo | ltq xl | lc | unknown | unknown | low | Thermo Fisher Scientific LTQ XL, LC-UNKNOWN-IT, LOW
thermo | ltq ft | lc | unknown | unknown | high | Thermo Fisher Scientific LTQ FT, LC-UNKNOWN-ITFT, HIGH
thermo | ltq xl | lc | qit | esi | low | Thermo Fisher Scientific LTQ XL, LC-ESI-QIT, LOW
thermo | ltq xl | unknown | it | esi | unknown | Thermo Fisher Scientific LTQ XL, LC-ESI-IT, UNKNOWN
thermo | ltq xl | unknown | qit | esi | unknown | Thermo Fisher Scientific LTQ XL, LC-ESI-QIT, UNKNOWN
thermo | ltq xl | lc | it | esi | low | Thermo Fisher Scientific LTQ XL, LC-ESI-IT, LOW
thermo | ltq xl | unknown | it | unknown | low | Thermo Fisher Scientific LTQ XL, LC-UNKNOWN-IT, LOW
unknown | ltq ft | unknown | unknown | esi | high | Thermo Fisher Scientific LTQ FT, LC-ESI-ITFT, HIGH
unknown | ltq xl | unknown | unknown | esi | low | Thermo Fisher Scientific LTQ XL, LC-ESI-IT, LOW
unknown | ltq xl | unknown | unknown | unknown | unknown | Thermo Fisher Scientific LTQ XL, LC-UNKNOWN-IT, UNKNOWN
unknown | ltq xl | unknown | qit | esi | unknown | Thermo Fisher Scientific LTQ XL, LC-ESI-QIT, UNKNOWN
unknown | ltq ft | unknown | itft | unknown | high | Thermo Fisher Scientific LTQ FT, LC-UNKNOWN-ITFT, HIGH
unknown | ltq xl | unknown | qit | unknown | low | Thermo Fisher Scientific LTQ XL, LC-UNKNOWN-QIT, LOW
unknown | ltq xl | unknown | it | unknown | low | Thermo Fisher Scientific LTQ XL, LC-UNKNOWN-IT, LOW
unknown | ltq xl | unknown | unknown | esi | low | Thermo Fisher Scientific LTQ XL, LC-ESI-IT, LOW
thermo | ltq ft | lc | itft | unknown | unknown | Thermo Fisher Scientific LTQ FT, LC-UNKNOWN-ITFT, UNKNOWN
unknown | ltq ft | unknown | itft | esi | unknown | Thermo Fisher Scientific LTQ FT, LC-ESI-ITFT, UNKNOWN
unknown | ltq xl | unknown | it | esi | unknown | Thermo Fisher Scientific LTQ XL, LC-ESI-IT, UNKNOWN
unknown | ltq ft | unknown | unknown | unknown | unknown | Thermo Fisher Scientific LTQ FT, LC-UNKNOWN-ITFT, UNKNOWN
unknown | ltq xl | unknown | unknown | unknown | unknown | Thermo Fisher Scientific LTQ XL, LC-UNKNOWN-IT, UNKNOWN
unknown | ltq ft | lc | itft | esi | unknown | Thermo Fisher Scientific LTQ FT, LC-ESI-ITFT, UNKNOWN
unknown | ltq xl | lc | it | esi | unknown | Thermo Fisher Scientific LTQ XL, LC-ESI-IT, UNKNOWN
unknown | ltq xl | lc | qit | esi | unknown | Thermo Fisher Scientific LTQ XL, LC-ESI-QIT, UNKNOWN
unknown | ltq ft | lc | itft | esi | high | Thermo Fisher Scientific LTQ FT, LC-ESI-ITFT, HIGH
unknown | ltq xl | lc | unknown | unknown | low | Thermo Fisher Scientific LTQ XL, LC-UNKNOWN-IT, LOW
unknown | ltq ft | lc | unknown | unknown | high | Thermo Fisher Scientific LTQ FT, LC-UNKNOWN-ITFT, HIGH
thermo | ltq | lc | unknown | esi | low | Thermo Fisher Scientific LTQ, LC-ESI-QIT, LOW
unknown | lcq | unknown | unknown | esi | unknown | Thermo Fisher Scientific LCQ, LC-ESI-QIT, UNKNOWN
thermo | lcq | lc | unknown | esi | low | Thermo Fisher Scientific LCQ, LC-ESI-QIT, LOW
unknown | ltq | unknown | unknown | esi | unknown | Thermo Fisher Scientific LTQ, LC-ESI-QIT, UNKNOWN
unknown | lcq | unknown | qit | unknown | unknown | Thermo Fisher Scientific LCQ, LC-UNKNOWN-QIT, UNKNOWN
unknown | ltq | unknown | qit | unknown | unknown | Thermo Fisher Scientific LTQ, LC-UNKNOWN-QIT, UNKNOWN
thermo | ltq | unknown | qit | esi | low | Thermo Fisher Scientific LTQ, LC-ESI-QIT, LOW
thermo | lcq | unknown | qit | esi | low | Thermo Fisher Scientific LCQ, LC-ESI-QIT, LOW
unknown | ltq | lc | unknown | unknown | unknown | Thermo Fisher Scientific LTQ, LC-UNKNOWN-QIT, UNKNOWN
unknown | lcq | lc | unknown | unknown | unknown | Thermo Fisher Scientific LCQ, LC-UNKNOWN-QIT, UNKNOWN
thermo | ltq | unknown | unknown | unknown | unknown | Thermo Fisher Scientific LTQ, LC-UNKNOWN-QIT, UNKNOWN
thermo | lcq | unknown | unknown | unknown | unknown | Thermo Fisher Scientific LCQ, LC-UNKNOWN-QIT, UNKNOWN
unknown | ltq | lc | qit | unknown | unknown | Thermo Fisher Scientific LTQ, LC-UNKNOWN-QIT, UNKNOWN
unknown | ltq | unknown | qit | esi | low | Thermo Fisher Scientific LTQ, LC-ESI-QIT, LOW
thermo | lcq | unknown | unknown | unknown | low | Thermo Fisher Scientific LCQ, LC-UNKNOWN-QIT, LOW
unknown | ltq | lc | unknown | esi | unknown | Thermo Fisher Scientific LTQ, LC-ESI-QIT, UNKNOWN
thermo | lcq | lc | unknown | unknown | unknown | Thermo Fisher Scientific LCQ, LC-UNKNOWN-QIT, UNKNOWN
thermo | lcq | lc | qit | esi | unknown | Thermo Fisher Scientific LCQ, LC-ESI-QIT, UNKNOWN
thermo | ltq | lc | qit | esi | unknown | Thermo Fisher Scientific LTQ, LC-ESI-QIT, UNKNOWN
thermo | ltq | lc | unknown | unknown | unknown | Thermo Fisher Scientific LTQ, LC-UNKNOWN-QIT, UNKNOWN
unknown | ltq | unknown | unknown | unknown | low | Thermo Fisher Scientific LTQ, LC-UNKNOWN-QIT, LOW
thermo | lcq | lc | qit | unknown | low | Thermo Fisher Scientific LCQ, LC-UNKNOWN-QIT, LOW
unknown | lcq | unknown | unknown | unknown | low | Thermo Fisher Scientific LCQ, LC-UNKNOWN-QIT, LOW
thermo | ltq | lc | qit | unknown | low | Thermo Fisher Scientific LTQ, LC-UNKNOWN-QIT, LOW
thermo | ltq | unknown | qit | unknown | unknown | Thermo Fisher Scientific LTQ, LC-UNKNOWN-QIT, UNKNOWN
thermo | lcq | unknown | unknown | esi | unknown | Thermo Fisher Scientific LCQ, LC-ESI-QIT, UNKNOWN
thermo | lcq | unknown | qit | unknown | unknown | Thermo Fisher Scientific LCQ, LC-UNKNOWN-QIT, UNKNOWN
unknown | lcq | unknown | qit | esi | low | Thermo Fisher Scientific LCQ, LC-ESI-QIT, LOW
unknown | lcq | lc | qit | unknown | unknown | Thermo Fisher Scientific LCQ, LC-UNKNOWN-QIT, UNKNOWN
unknown | lcq | lc | unknown | esi | low | Thermo Fisher Scientific LCQ, LC-ESI-QIT, LOW
thermo | ltq | unknown | unknown | esi | unknown | Thermo Fisher Scientific LTQ, LC-ESI-QIT, UNKNOWN
thermo | ltq | unknown | unknown | unknown | low | Thermo Fisher Scientific LTQ, LC-UNKNOWN-QIT, LOW
unknown | ltq | lc | unknown | unknown | low | Thermo Fisher Scientific LTQ, LC-UNKNOWN-QIT, LOW
unknown | lcq | lc | unknown | unknown | low | Thermo Fisher Scientific LCQ, LC-UNKNOWN-QIT, LOW
unknown | ltq | lc | qit | unknown | low | Thermo Fisher Scientific LTQ, LC-UNKNOWN-QIT, LOW
unknown | lcq | unknown | unknown | unknown | unknown | Thermo Fisher Scientific LCQ, LC-UNKNOWN-QIT, UNKNOWN
unknown | lcq | lc | qit | unknown | low | Thermo Fisher Scientific LCQ, LC-UNKNOWN-QIT, LOW
unknown | ltq | lc | unknown | esi | low | Thermo Fisher Scientific LTQ, LC-ESI-QIT, LOW
unknown | lcq | lc | unknown | esi | unknown | Thermo Fisher Scientific LCQ, LC-ESI-QIT, UNKNOWN
unknown | ltq | unknown | qit | unknown | low | Thermo Fisher Scientific LTQ, LC-UNKNOWN-QIT, LOW
unknown | lcq | lc | qit | esi | unknown | Thermo Fisher Scientific LCQ, LC-ESI-QIT, UNKNOWN
unknown | ltq | lc | qit | esi | low | Thermo Fisher Scientific LTQ, LC-ESI-QIT, LOW
unknown | ltq | unknown | unknown | unknown | unknown | Thermo Fisher Scientific LTQ, LC-UNKNOWN-QIT, UNKNOWN
unknown | ltq | lc | qit | esi | unknown | Thermo Fisher Scientific LTQ, LC-ESI-QIT, UNKNOWN
unknown | lcq | lc | qit | esi | low | Thermo Fisher Scientific LCQ, LC-ESI-QIT, LOW
unknown | lcq | unknown | qit | esi | unknown | Thermo Fisher Scientific LCQ, LC-ESI-QIT, UNKNOWN
unknown | lcq | unknown | qit | unknown | low | Thermo Fisher Scientific LCQ, LC-UNKNOWN-QIT, LOW
unknown | ltq | unknown | qit | esi | unknown | Thermo Fisher Scientific LTQ, LC-ESI-QIT, UNKNOWN
thermo | ltq | lc | qit | unknown | unknown | Thermo Fisher Scientific LTQ, LC-UNKNOWN-QIT, UNKNOWN
thermo | lcq | lc | qit | unknown | unknown | Thermo Fisher Scientific LCQ, LC-UNKNOWN-QIT, UNKNOWN
unknown | lcq | unknown | unknown | esi | low | Thermo Fisher Scientific LCQ, LC-ESI-QIT, LOW
unknown | ltq | unknown | unknown | esi | low | Thermo Fisher Scientific LTQ, LC-ESI-QIT, LOW
thermo | lcq | lc | unknown | unknown | low | Thermo Fisher Scientific LCQ, LC-UNKNOWN-QIT, LOW
thermo | ltq | lc | unknown | esi | unknown | Thermo Fisher Scientific LTQ, LC-ESI-QIT, UNKNOWN
thermo | lcq | lc | unknown | esi | unknown | Thermo Fisher Scientific LCQ, LC-ESI-QIT, UNKNOWN
thermo | ltq | lc | unknown | unknown | low | Thermo Fisher Scientific LTQ, LC-UNKNOWN-QIT, LOW
thermo | ltq | unknown | qit | unknown | low | Thermo Fisher Scientific LTQ, LC-UNKNOWN-QIT, LOW
thermo | lcq | unknown | qit | unknown | low | Thermo Fisher Scientific LCQ, LC-UNKNOWN-QIT, LOW
thermo | ltq | unknown | qit | esi | unknown | Thermo Fisher Scientific LTQ, LC-ESI-QIT, UNKNOWN
thermo | lcq | unknown | qit | esi | unknown | Thermo Fisher Scientific LCQ, LC-ESI-QIT, UNKNOWN
thermo | ltq | unknown | unknown | esi | low | Thermo Fisher Scientific LTQ, LC-ESI-QIT, LOW
thermo | lcq | unknown | unknown | esi | low | Thermo Fisher Scientific LCQ, LC-ESI-QIT, LOW
thermo | ltq | lc | qit | esi | low | Thermo Fisher Scientific LTQ, LC-ESI-QIT, LOW
thermo | lcq | lc | qit | esi | low | Thermo Fisher Scientific LCQ, LC-ESI-QIT, LOW
unknown | msd 1100 | unknown | qit | unknown | unknown | Agilent MSD 1100, LC-UNKNOWN-QIT, UNKNOWN
agilent | msd 1100 | lc | qit | esi | low | Agilent MSD 1100, LC-ESI-QIT, LOW
unknown | msd 1100 | unknown | unknown | unknown | unknown | Agilent MSD 1100, LC-UNKNOWN-QIT, UNKNOWN
agilent | msd 1100 | lc | qit | unknown | low | Agilent MSD 1100, LC-UNKNOWN-QIT, LOW
unknown | msd 1100 | lc | unknown | unknown | unknown | Agilent MSD 1100, LC-UNKNOWN-QIT, UNKNOWN
unknown | msd 1100 | unknown | qit | esi | low | Agilent MSD 1100, LC-ESI-QIT, LOW
unknown | msd 1100 | lc | qit | esi | unknown | Agilent MSD 1100, LC-ESI-QIT, UNKNOWN
unknown | msd 1100 | lc | unknown | esi | low | Agilent MSD 1100, LC-ESI-QIT, LOW
unknown | msd 1100 | lc | qit | unknown | low | Agilent MSD 1100, LC-UNKNOWN-QIT, LOW
unknown | msd 1100 | lc | qit | unknown | unknown | Agilent MSD 1100, LC-UNKNOWN-QIT, UNKNOWN
unknown | msd 1100 | unknown | unknown | unknown | low | Agilent MSD 1100, LC-UNKNOWN-QIT, LOW
agilent | msd 1100 | lc | unknown | esi | low | Agilent MSD 1100, LC-ESI-QIT, LOW
unknown | msd 1100 | unknown | unknown | esi | unknown | Agilent MSD 1100, LC-ESI-QIT, UNKNOWN
unknown | msd 1100 | lc | qit | esi | low | Agilent MSD 1100, LC-ESI-QIT, LOW
agilent | msd 1100 | unknown | qit | esi | low | Agilent MSD 1100, LC-ESI-QIT, LOW
agilent | msd 1100 | lc | qit | esi | unknown | Agilent MSD 1100, LC-ESI-QIT, UNKNOWN
agilent | msd 1100 | unknown | unknown | unknown | unknown | Agilent MSD 1100, LC-UNKNOWN-QIT, UNKNOWN
agilent | msd 1100 | unknown | unknown | esi | low | Agilent MSD 1100, LC-ESI-QIT, LOW
agilent | msd 1100 | unknown | qit | unknown | low | Agilent MSD 1100, LC-UNKNOWN-QIT, LOW
agilent | msd 1100 | unknown | qit | esi | unknown | Agilent MSD 1100, LC-ESI-QIT, UNKNOWN
agilent | msd 1100 | lc | unknown | unknown | low | Agilent MSD 1100, LC-UNKNOWN-QIT, LOW
agilent | msd 1100 | unknown | unknown | unknown | low | Agilent MSD 1100, LC-UNKNOWN-QIT, LOW
agilent | msd 1100 | unknown | unknown | esi | unknown | Agilent MSD 1100, LC-ESI-QIT, UNKNOWN
agilent | msd 1100 | unknown | qit | unknown | unknown | Agilent MSD 1100, LC-UNKNOWN-QIT, UNKNOWN
agilent | msd 1100 | lc | unknown | unknown | unknown | Agilent MSD 1100, LC-UNKNOWN-QIT, UNKNOWN
agilent | msd 1100 | lc | unknown | esi | unknown | Agilent MSD 1100, LC-ESI-QIT, UNKNOWN
agilent | msd 1100 | lc | qit | unknown | unknown | Agilent MSD 1100, LC-UNKNOWN-QIT, UNKNOWN
unknown | msd 1100 | unknown | unknown | esi | low | Agilent MSD 1100, LC-ESI-QIT, LOW
unknown | msd 1100 | unknown | qit | unknown | low | Agilent MSD 1100, LC-UNKNOWN-QIT, LOW
unknown | msd 1100 | unknown | qit | esi | unknown | Agilent MSD 1100, LC-ESI-QIT, UNKNOWN
unknown | msd 1100 | lc | unknown | unknown | low | Agilent MSD 1100, LC-UNKNOWN-QIT, LOW
unknown | msd 1100 | lc | unknown | esi | unknown | Agilent MSD 1100, LC-ESI-QIT, UNKNOWN
agilent | unknown | unknown | unknown | esi | high | Agilent instrument, LC-ESI-UNKNOWN, HIGH
agilent | unknown | unknown | unknown | esi | high | Agilent instrument, LC-ESI-UNKNOWN, HIGH
agilent | unknown | unknown | unknown | esi | high | Agilent instrument, LC-ESI-UNKNOWN, HIGH
agilent | unknown | unknown | unknown | esi | high | Agilent instrument, LC-ESI-UNKNOWN, HIGH
agilent | unknown | unknown | unknown | esi | high | Agilent instrument, LC-ESI-UNKNOWN, HIGH
agilent | unknown | unknown | unknown | esi | high | Agilent instrument, LC-ESI-UNKNOWN, HIGH
agilent | unknown | unknown | unknown | esi | high | Agilent instrument, LC-ESI-UNKNOWN, HIGH
agilent | unknown | unknown | unknown | unknown | unknown | Agilent instrument, UNKNOWN, UNKNOWN
agilent | unknown | unknown | unknown | unknown | unknown | Agilent instrument, UNKNOWN, UNKNOWN
agilent | unknown | unknown | unknown | unknown | unknown | Agilent instrument, UNKNOWN, UNKNOWN
agilent | unknown | unknown | unknown | unknown | unknown | Agilent instrument, UNKNOWN, UNKNOWN
agilent | unknown | unknown | unknown | unknown | unknown | Agilent instrument, UNKNOWN, UNKNOWN
agilent | unknown | unknown | unknown | unknown | unknown | Agilent instrument, UNKNOWN, UNKNOWN
agilent | unknown | unknown | unknown | unknown | unknown | Agilent instrument, UNKNOWN, UNKNOWN
agilent | unknown | unknown | unknown | unknown | unknown | Agilent instrument, UNKNOWN, UNKNOWN
agilent | unknown | unknown | unknown | unknown | unknown | Agilent instrument, UNKNOWN, UNKNOWN
agilent | unknown | unknown | unknown | unknown | unknown | Agilent instrument, UNKNOWN, UNKNOWN
agilent | unknown | unknown | unknown | unknown | unknown | Agilent instrument, UNKNOWN, UNKNOWN
agilent | unknown | unknown | unknown | unknown | unknown | Agilent instrument, UNKNOWN, UNKNOWN
agilent | unknown | unknown | unknown | unknown | unknown | Agilent instrument, UNKNOWN, UNKNOWN
agilent | unknown | unknown | unknown | unknown | unknown | Agilent instrument, UNKNOWN, UNKNOWN
agilent | unknown | unknown | unknown | unknown | unknown | Agilent instrument, UNKNOWN, UNKNOWN
agilent | unknown | unknown | unknown | unknown | unknown | Agilent instrument, UNKNOWN, UNKNOWN
agilent | unknown | unknown | unknown | unknown | unknown | Agilent instrument, UNKNOWN, UNKNOWN
agilent | unknown | unknown | unknown | unknown | unknown | Agilent instrument, UNKNOWN, UNKNOWN
agilent | unknown | unknown | unknown | unknown | unknown | Agilent instrument, UNKNOWN, UNKNOWN
agilent | unknown | unknown | unknown | unknown | unknown | Agilent instrument, UNKNOWN, UNKNOWN
agilent | unknown | unknown | unknown | unknown | unknown | Agilent instrument, UNKNOWN, UNKNOWN
agilent | unknown | unknown | unknown | unknown | unknown | Agilent instrument, UNKNOWN, UNKNOWN
agilent | unknown | unknown | unknown | unknown | unknown | Agilent instrument, UNKNOWN, UNKNOWN
agilent | unknown | unknown | unknown | unknown | unknown | Agilent instrument, UNKNOWN, UNKNOWN
agilent | unknown | unknown | unknown | unknown | unknown | Agilent instrument, UNKNOWN, UNKNOWN
agilent | unknown | unknown | unknown | unknown | unknown | Agilent instrument, UNKNOWN, UNKNOWN
agilent | unknown | unknown | unknown | unknown | unknown | Agilent instrument, UNKNOWN, UNKNOWN
agilent | unknown | unknown | unknown | unknown | unknown | Agilent instrument, UNKNOWN, UNKNOWN
agilent | unknown | unknown | unknown | unknown | unknown | Agilent instrument, UNKNOWN, UNKNOWN
agilent | unknown | unknown | unknown | unknown | unknown | Agilent instrument, UNKNOWN, UNKNOWN
agilent | unknown | unknown | unknown | unknown | unknown | Agilent instrument, UNKNOWN, UNKNOWN
agilent | unknown | unknown | unknown | unknown | unknown | Agilent instrument, UNKNOWN, UNKNOWN
agilent | unknown | unknown | unknown | unknown | unknown | Agilent instrument, UNKNOWN, UNKNOWN
agilent | unknown | unknown | unknown | unknown | unknown | Agilent instrument, UNKNOWN, UNKNOWN
agilent | unknown | unknown | unknown | unknown | unknown | Agilent instrument, UNKNOWN, UNKNOWN
agilent | unknown | unknown | unknown | unknown | unknown | Agilent instrument, UNKNOWN, UNKNOWN
agilent | unknown | unknown | unknown | unknown | unknown | Agilent instrument, UNKNOWN, UNKNOWN
agilent | unknown | unknown | unknown | unknown | unknown | Agilent instrument, UNKNOWN, UNKNOWN
agilent | unknown | unknown | unknown | unknown | unknown | Agilent instrument, UNKNOWN, UNKNOWN
agilent | unknown | unknown | unknown | unknown | unknown | Agilent instrument, UNKNOWN, UNKNOWN
agilent | unknown | unknown | unknown | unknown | unknown | Agilent instrument, UNKNOWN, UNKNOWN
agilent | unknown | unknown | unknown | unknown | unknown | Agilent instrument, UNKNOWN, UNKNOWN
agilent | unknown | unknown | unknown | unknown | unknown | Agilent instrument, UNKNOWN, UNKNOWN
agilent | unknown | unknown | unknown | unknown | unknown | Agilent instrument, UNKNOWN, UNKNOWN
agilent | unknown | unknown | unknown | unknown | unknown | Agilent instrument, UNKNOWN, UNKNOWN
agilent | unknown | unknown | unknown | unknown | unknown | Agilent instrument, UNKNOWN, UNKNOWN
agilent | unknown | unknown | unknown | unknown | unknown | Agilent instrument, UNKNOWN, UNKNOWN
agilent | unknown | unknown | unknown | unknown | unknown | Agilent instrument, UNKNOWN, UNKNOWN
agilent | unknown | unknown | unknown | unknown | unknown | Agilent instrument, UNKNOWN, UNKNOWN
agilent | unknown | unknown | unknown | unknown | unknown | Agilent instrument, UNKNOWN, UNKNOWN
agilent | unknown | unknown | unknown | unknown | unknown | Agilent instrument, UNKNOWN, UNKNOWN
agilent | unknown | unknown | unknown | unknown | unknown | Agilent instrument, UNKNOWN, UNKNOWN
agilent | unknown | unknown | unknown | unknown | unknown | Agilent instrument, UNKNOWN, UNKNOWN
agilent | unknown | unknown | unknown | unknown | unknown | Agilent instrument, UNKNOWN, UNKNOWN
agilent | unknown | unknown | unknown | unknown | unknown | Agilent instrument, UNKNOWN, UNKNOWN
agilent | unknown | unknown | unknown | unknown | unknown | Agilent instrument, UNKNOWN, UNKNOWN
agilent | unknown | unknown | unknown | unknown | unknown | Agilent instrument, UNKNOWN, UNKNOWN
agilent | unknown | unknown | unknown | unknown | unknown | Agilent instrument, UNKNOWN, UNKNOWN
agilent | unknown | unknown | unknown | unknown | unknown | Agilent instrument, UNKNOWN, UNKNOWN
agilent | unknown | unknown | unknown | unknown | unknown | Agilent instrument, UNKNOWN, UNKNOWN
agilent | unknown | unknown | unknown | unknown | unknown | Agilent instrument, UNKNOWN, UNKNOWN
agilent | unknown | unknown | unknown | unknown | unknown | Agilent instrument, UNKNOWN, UNKNOWN
agilent | unknown | unknown | unknown | unknown | unknown | Agilent instrument, UNKNOWN, UNKNOWN
agilent | unknown | unknown | unknown | unknown | unknown | Agilent instrument, UNKNOWN, UNKNOWN
agilent | unknown | unknown | unknown | unknown | unknown | Agilent instrument, UNKNOWN, UNKNOWN
agilent | unknown | unknown | unknown | unknown | unknown | Agilent instrument, UNKNOWN, UNKNOWN
agilent | unknown | unknown | unknown | unknown | unknown | Agilent instrument, UNKNOWN, UNKNOWN
agilent | unknown | unknown | unknown | unknown | unknown | Agilent instrument, UNKNOWN, UNKNOWN
agilent | unknown | unknown | unknown | unknown | unknown | Agilent instrument, UNKNOWN, UNKNOWN
agilent | unknown | unknown | unknown | unknown | unknown | Agilent instrument, UNKNOWN, UNKNOWN
agilent | unknown | unknown | unknown | unknown | unknown | Agilent instrument, UNKNOWN, UNKNOWN
agilent | unknown | unknown | unknown | unknown | unknown | Agilent instrument, UNKNOWN, UNKNOWN
agilent | unknown | unknown | unknown | unknown | unknown | Agilent instrument, UNKNOWN, UNKNOWN
agilent | unknown | unknown | unknown | unknown | unknown | Agilent instrument, UNKNOWN, UNKNOWN
agilent | unknown | unknown | unknown | unknown | unknown | Agilent instrument, UNKNOWN, UNKNOWN
agilent | unknown | unknown | unknown | unknown | unknown | Agilent instrument, UNKNOWN, UNKNOWN
agilent | unknown | unknown | unknown | unknown | unknown | Agilent instrument, UNKNOWN, UNKNOWN
agilent | unknown | unknown | unknown | unknown | unknown | Agilent instrument, UNKNOWN, UNKNOWN
agilent | unknown | unknown | unknown | unknown | unknown | Agilent instrument, UNKNOWN, UNKNOWN
agilent | unknown | unknown | unknown | unknown | unknown | Agilent instrument, UNKNOWN, UNKNOWN
agilent | unknown | unknown | unknown | unknown | unknown | Agilent instrument, UNKNOWN, UNKNOWN
agilent | unknown | unknown | unknown | unknown | unknown | Agilent instrument, UNKNOWN, UNKNOWN
agilent | unknown | unknown | unknown | unknown | unknown | Agilent instrument, UNKNOWN, UNKNOWN
agilent | unknown | unknown | unknown | unknown | unknown | Agilent instrument, UNKNOWN, UNKNOWN
agilent | unknown | unknown | unknown | unknown | unknown | Agilent instrument, UNKNOWN, UNKNOWN
agilent | unknown | unknown | unknown | unknown | unknown | Agilent instrument, UNKNOWN, UNKNOWN
agilent | unknown | unknown | unknown | unknown | unknown | Agilent instrument, UNKNOWN, UNKNOWN
agilent | unknown | unknown | unknown | unknown | unknown | Agilent instrument, UNKNOWN, UNKNOWN
agilent | unknown | unknown | unknown | unknown | unknown | Agilent instrument, UNKNOWN, UNKNOWN
agilent | unknown | unknown | unknown | unknown | unknown | Agilent instrument, UNKNOWN, UNKNOWN
agilent | unknown | unknown | unknown | unknown | unknown | Agilent instrument, UNKNOWN, UNKNOWN
agilent | unknown | unknown | unknown | unknown | unknown | Agilent instrument, UNKNOWN, UNKNOWN
agilent | unknown | unknown | unknown | unknown | unknown | Agilent instrument, UNKNOWN, UNKNOWN
agilent | unknown | unknown | unknown | unknown | unknown | Agilent instrument, UNKNOWN, UNKNOWN
agilent | unknown | unknown | unknown | unknown | unknown | Agilent instrument, UNKNOWN, UNKNOWN
agilent | unknown | unknown | unknown | unknown | unknown | Agilent instrument, UNKNOWN, UNKNOWN
agilent | unknown | unknown | unknown | unknown | unknown | Agilent instrument, UNKNOWN, UNKNOWN
agilent | unknown | unknown | unknown | unknown | unknown | Agilent instrument, UNKNOWN, UNKNOWN
agilent | unknown | unknown | unknown | unknown | unknown | Agilent instrument, UNKNOWN, UNKNOWN
agilent | unknown | unknown | unknown | unknown | unknown | Agilent instrument, UNKNOWN, UNKNOWN
agilent | unknown | unknown | unknown | unknown | unknown | Agilent instrument, UNKNOWN, UNKNOWN
agilent | unknown | unknown | unknown | unknown | unknown | Agilent instrument, UNKNOWN, UNKNOWN
agilent | unknown | unknown | unknown | unknown | unknown | Agilent instrument, UNKNOWN, UNKNOWN
agilent | unknown | unknown | unknown | unknown | unknown | Agilent instrument, UNKNOWN, UNKNOWN
agilent | unknown | unknown | unknown | unknown | unknown | Agilent instrument, UNKNOWN, UNKNOWN
agilent | unknown | unknown | unknown | unknown | unknown | Agilent instrument, UNKNOWN, UNKNOWN
agilent | unknown | unknown | unknown | unknown | unknown | Agilent instrument, UNKNOWN, UNKNOWN
agilent | unknown | unknown | unknown | unknown | unknown | Agilent instrument, UNKNOWN, UNKNOWN
agilent | unknown | unknown | unknown | unknown | unknown | Agilent instrument, UNKNOWN, UNKNOWN
agilent | unknown | unknown | unknown | unknown | unknown | Agilent instrument, UNKNOWN, UNKNOWN
agilent | unknown | unknown | unknown | unknown | unknown | Agilent instrument, UNKNOWN, UNKNOWN
agilent | unknown | unknown | unknown | unknown | unknown | Agilent instrument, UNKNOWN, UNKNOWN
agilent | unknown | unknown | unknown | unknown | unknown | Agilent instrument, UNKNOWN, UNKNOWN
unknown | unknown | lc | unknown | unknown | unknown | UNKNOWN, LC-UNKNOWN-UNKNOWN, UNKNOWN
unknown | unknown | lc | unknown | unknown | unknown | UNKNOWN, LC-UNKNOWN-UNKNOWN, UNKNOWN
unknown | unknown | lc | unknown | unknown | unknown | UNKNOWN, LC-UNKNOWN-UNKNOWN, UNKNOWN
unknown | unknown | lc | unknown | unknown | unknown | UNKNOWN, LC-UNKNOWN-UNKNOWN, UNKNOWN
unknown | unknown | lc | unknown | unknown | unknown | UNKNOWN, LC-UNKNOWN-UNKNOWN, UNKNOWN
unknown | unknown | ce | unknown | unknown | unknown | UNKNOWN, CE-UNKNOWN-UNKNOWN, UNKNOWN
unknown | unknown | lc | unknown | unknown | unknown | UNKNOWN, LC-UNKNOWN-UNKNOWN, UNKNOWN
unknown | unknown | lc | unknown | unknown | unknown | UNKNOWN, LC-UNKNOWN-UNKNOWN, UNKNOWN
unknown | unknown | lc | unknown | unknown | unknown | UNKNOWN, LC-UNKNOWN-UNKNOWN, UNKNOWN
unknown | unknown | lc | unknown | unknown | unknown | UNKNOWN, LC-UNKNOWN-UNKNOWN, UNKNOWN
agilent | unknown | unknown | unknown | unknown | unknown | Agilent instrument, UNKNOWN, UNKNOWN
agilent | unknown | unknown | unknown | unknown | unknown | Agilent instrument, UNKNOWN, UNKNOWN
agilent | unknown | unknown | unknown | unknown | unknown | Agilent instrument, UNKNOWN, UNKNOWN
agilent | unknown | unknown | unknown | unknown | unknown | Agilent instrument, UNKNOWN, UNKNOWN
unknown | unknown | lc | unknown | unknown | unknown | UNKNOWN, LC-UNKNOWN-UNKNOWN, UNKNOWN
unknown | unknown | lc | unknown | unknown | unknown | UNKNOWN, LC-UNKNOWN-UNKNOWN, UNKNOWN
unknown | unknown | lc | unknown | unknown | unknown | UNKNOWN, LC-UNKNOWN-UNKNOWN, UNKNOWN
unknown | unknown | lc | unknown | unknown | unknown | UNKNOWN, LC-UNKNOWN-UNKNOWN, UNKNOWN
unknown | unknown | lc | unknown | unknown | unknown | UNKNOWN, LC-UNKNOWN-UNKNOWN, UNKNOWN
unknown | unknown | lc | unknown | unknown | unknown | UNKNOWN, LC-UNKNOWN-UNKNOWN, UNKNOWN
unknown | unknown | lc | unknown | unknown | unknown | UNKNOWN, LC-UNKNOWN-UNKNOWN, UNKNOWN
unknown | unknown | lc | unknown | unknown | unknown | UNKNOWN, LC-UNKNOWN-UNKNOWN, UNKNOWN
unknown | unknown | lc | unknown | unknown | unknown | UNKNOWN, LC-UNKNOWN-UNKNOWN, UNKNOWN
unknown | unknown | lc | unknown | unknown | unknown | UNKNOWN, LC-UNKNOWN-UNKNOWN, UNKNOWN
unknown | unknown | lc | unknown | unknown | unknown | UNKNOWN, LC-UNKNOWN-UNKNOWN, UNKNOWN
unknown | unknown | lc | unknown | unknown | unknown | UNKNOWN, LC-UNKNOWN-UNKNOWN, UNKNOWN
unknown | unknown | lc | unknown | unknown | unknown | UNKNOWN, LC-UNKNOWN-UNKNOWN, UNKNOWN
unknown | unknown | lc | unknown | unknown | unknown | UNKNOWN, LC-UNKNOWN-UNKNOWN, UNKNOWN
unknown | unknown | lc | unknown | unknown | unknown | UNKNOWN, LC-UNKNOWN-UNKNOWN, UNKNOWN
unknown | unknown | lc | unknown | unknown | unknown | UNKNOWN, LC-UNKNOWN-UNKNOWN, UNKNOWN
unknown | unknown | lc | unknown | unknown | unknown | UNKNOWN, LC-UNKNOWN-UNKNOWN, UNKNOWN
unknown | unknown | lc | unknown | unknown | unknown | UNKNOWN, LC-UNKNOWN-UNKNOWN, UNKNOWN
unknown | unknown | lc | unknown | unknown | unknown | UNKNOWN, LC-UNKNOWN-UNKNOWN, UNKNOWN
unknown | unknown | lc | unknown | unknown | unknown | UNKNOWN, LC-UNKNOWN-UNKNOWN, UNKNOWN
unknown | unknown | lc | unknown | unknown | unknown | UNKNOWN, LC-UNKNOWN-UNKNOWN, UNKNOWN
unknown | unknown | lc | unknown | unknown | unknown | UNKNOWN, LC-UNKNOWN-UNKNOWN, UNKNOWN
unknown | unknown | lc | unknown | unknown | unknown | UNKNOWN, LC-UNKNOWN-UNKNOWN, UNKNOWN
unknown | unknown | lc | unknown | unknown | unknown | UNKNOWN, LC-UNKNOWN-UNKNOWN, UNKNOWN
unknown | unknown | lc | unknown | unknown | unknown | UNKNOWN, LC-UNKNOWN-UNKNOWN, UNKNOWN
unknown | unknown | lc | unknown | unknown | unknown | UNKNOWN, LC-UNKNOWN-UNKNOWN, UNKNOWN
unknown | unknown | lc | unknown | unknown | unknown | UNKNOWN, LC-UNKNOWN-UNKNOWN, UNKNOWN
unknown | unknown | lc | unknown | unknown | unknown | UNKNOWN, LC-UNKNOWN-UNKNOWN, UNKNOWN
unknown | unknown | lc | unknown | unknown | unknown | UNKNOWN, LC-UNKNOWN-UNKNOWN, UNKNOWN
unknown | unknown | lc | unknown | unknown | unknown | UNKNOWN, LC-UNKNOWN-UNKNOWN, UNKNOWN
unknown | unknown | lc | unknown | unknown | unknown | UNKNOWN, LC-UNKNOWN-UNKNOWN, UNKNOWN
unknown | unknown | lc | unknown | unknown | unknown | UNKNOWN, LC-UNKNOWN-UNKNOWN, UNKNOWN
unknown | unknown | lc | unknown | unknown | unknown | UNKNOWN, LC-UNKNOWN-UNKNOWN, UNKNOWN
unknown | unknown | lc | unknown | unknown | unknown | UNKNOWN, LC-UNKNOWN-UNKNOWN, UNKNOWN
unknown | unknown | lc | unknown | unknown | unknown | UNKNOWN, LC-UNKNOWN-UNKNOWN, UNKNOWN
unknown | unknown | lc | unknown | unknown | unknown | UNKNOWN, LC-UNKNOWN-UNKNOWN, UNKNOWN
unknown | unknown | lc | unknown | unknown | unknown | UNKNOWN, LC-UNKNOWN-UNKNOWN, UNKNOWN
unknown | unknown | lc | unknown | unknown | unknown | UNKNOWN, LC-UNKNOWN-UNKNOWN, UNKNOWN
unknown | unknown | lc | unknown | unknown | unknown | UNKNOWN, LC-UNKNOWN-UNKNOWN, UNKNOWN
unknown | unknown | lc | unknown | unknown | unknown | UNKNOWN, LC-UNKNOWN-UNKNOWN, UNKNOWN
unknown | unknown | lc | unknown | unknown | unknown | UNKNOWN, LC-UNKNOWN-UNKNOWN, UNKNOWN
unknown | unknown | lc | unknown | unknown | unknown | UNKNOWN, LC-UNKNOWN-UNKNOWN, UNKNOWN
unknown | unknown | lc | unknown | unknown | unknown | UNKNOWN, LC-UNKNOWN-UNKNOWN, UNKNOWN
unknown | unknown | lc | unknown | unknown | unknown | UNKNOWN, LC-UNKNOWN-UNKNOWN, UNKNOWN
unknown | unknown | lc | unknown | unknown | unknown | UNKNOWN, LC-UNKNOWN-UNKNOWN, UNKNOWN
unknown | unknown | lc | unknown | unknown | unknown | UNKNOWN, LC-UNKNOWN-UNKNOWN, UNKNOWN
unknown | unknown | lc | unknown | unknown | unknown | UNKNOWN, LC-UNKNOWN-UNKNOWN, UNKNOWN
unknown | unknown | lc | unknown | unknown | unknown | UNKNOWN, LC-UNKNOWN-UNKNOWN, UNKNOWN
unknown | unknown | lc | unknown | unknown | unknown | UNKNOWN, LC-UNKNOWN-UNKNOWN, UNKNOWN
unknown | unknown | lc | unknown | unknown | unknown | UNKNOWN, LC-UNKNOWN-UNKNOWN, UNKNOWN
unknown | unknown | lc | unknown | unknown | unknown | UNKNOWN, LC-UNKNOWN-UNKNOWN, UNKNOWN
unknown | unknown | lc | unknown | unknown | unknown | UNKNOWN, LC-UNKNOWN-UNKNOWN, UNKNOWN
unknown | unknown | lc | unknown | unknown | unknown | UNKNOWN, LC-UNKNOWN-UNKNOWN, UNKNOWN
unknown | unknown | lc | unknown | unknown | unknown | UNKNOWN, LC-UNKNOWN-UNKNOWN, UNKNOWN
unknown | unknown | lc | unknown | unknown | unknown | UNKNOWN, LC-UNKNOWN-UNKNOWN, UNKNOWN
unknown | unknown | lc | unknown | unknown | unknown | UNKNOWN, LC-UNKNOWN-UNKNOWN, UNKNOWN
unknown | unknown | lc | unknown | unknown | unknown | UNKNOWN, LC-UNKNOWN-UNKNOWN, UNKNOWN
unknown | unknown | lc | unknown | unknown | unknown | UNKNOWN, LC-UNKNOWN-UNKNOWN, UNKNOWN
unknown | unknown | lc | unknown | unknown | unknown | UNKNOWN, LC-UNKNOWN-UNKNOWN, UNKNOWN
unknown | unknown | lc | unknown | unknown | unknown | UNKNOWN, LC-UNKNOWN-UNKNOWN, UNKNOWN
unknown | unknown | lc | unknown | unknown | unknown | UNKNOWN, LC-UNKNOWN-UNKNOWN, UNKNOWN
unknown | unknown | lc | unknown | unknown | unknown | UNKNOWN, LC-UNKNOWN-UNKNOWN, UNKNOWN
unknown | unknown | lc | unknown | unknown | unknown | UNKNOWN, LC-UNKNOWN-UNKNOWN, UNKNOWN
unknown | unknown | lc | unknown | unknown | unknown | UNKNOWN, LC-UNKNOWN-UNKNOWN, UNKNOWN
unknown | unknown | lc | unknown | unknown | unknown | UNKNOWN, LC-UNKNOWN-UNKNOWN, UNKNOWN
unknown | unknown | lc | unknown | unknown | unknown | UNKNOWN, LC-UNKNOWN-UNKNOWN, UNKNOWN
unknown | unknown | lc | unknown | unknown | unknown | UNKNOWN, LC-UNKNOWN-UNKNOWN, UNKNOWN
unknown | unknown | lc | unknown | unknown | unknown | UNKNOWN, LC-UNKNOWN-UNKNOWN, UNKNOWN
unknown | unknown | lc | unknown | unknown | unknown | UNKNOWN, LC-UNKNOWN-UNKNOWN, UNKNOWN
unknown | unknown | lc | unknown | unknown | unknown | UNKNOWN, LC-UNKNOWN-UNKNOWN, UNKNOWN
unknown | unknown | lc | unknown | unknown | unknown | UNKNOWN, LC-UNKNOWN-UNKNOWN, UNKNOWN
unknown | unknown | lc | unknown | unknown | unknown | UNKNOWN, LC-UNKNOWN-UNKNOWN, UNKNOWN
unknown | unknown | lc | unknown | unknown | unknown | UNKNOWN, LC-UNKNOWN-UNKNOWN, UNKNOWN
unknown | unknown | lc | unknown | unknown | unknown | UNKNOWN, LC-UNKNOWN-UNKNOWN, UNKNOWN
unknown | unknown | lc | unknown | unknown | unknown | UNKNOWN, LC-UNKNOWN-UNKNOWN, UNKNOWN
unknown | unknown | lc | unknown | unknown | unknown | UNKNOWN, LC-UNKNOWN-UNKNOWN, UNKNOWN
unknown | unknown | lc | unknown | unknown | unknown | UNKNOWN, LC-UNKNOWN-UNKNOWN, UNKNOWN
unknown | unknown | lc | unknown | unknown | unknown | UNKNOWN, LC-UNKNOWN-UNKNOWN, UNKNOWN
unknown | unknown | lc | unknown | unknown | unknown | UNKNOWN, LC-UNKNOWN-UNKNOWN, UNKNOWN
unknown | unknown | lc | unknown | unknown | unknown | UNKNOWN, LC-UNKNOWN-UNKNOWN, UNKNOWN
unknown | unknown | lc | unknown | unknown | unknown | UNKNOWN, LC-UNKNOWN-UNKNOWN, UNKNOWN
unknown | unknown | lc | unknown | unknown | unknown | UNKNOWN, LC-UNKNOWN-UNKNOWN, UNKNOWN
unknown | unknown | lc | unknown | unknown | unknown | UNKNOWN, LC-UNKNOWN-UNKNOWN, UNKNOWN
unknown | unknown | lc | unknown | unknown | unknown | UNKNOWN, LC-UNKNOWN-UNKNOWN, UNKNOWN
unknown | unknown | lc | unknown | unknown | unknown | UNKNOWN, LC-UNKNOWN-UNKNOWN, UNKNOWN
unknown | unknown | lc | unknown | unknown | unknown | UNKNOWN, LC-UNKNOWN-UNKNOWN, UNKNOWN
unknown | unknown | lc | unknown | unknown | unknown | UNKNOWN, LC-UNKNOWN-UNKNOWN, UNKNOWN
unknown | unknown | lc | unknown | unknown | unknown | UNKNOWN, LC-UNKNOWN-UNKNOWN, UNKNOWN
unknown | unknown | lc | unknown | unknown | unknown | UNKNOWN, LC-UNKNOWN-UNKNOWN, UNKNOWN
unknown | unknown | lc | unknown | unknown | unknown | UNKNOWN, LC-UNKNOWN-UNKNOWN, UNKNOWN
unknown | unknown | lc | unknown | unknown | unknown | UNKNOWN, LC-UNKNOWN-UNKNOWN, UNKNOWN
unknown | unknown | lc | unknown | unknown | unknown | UNKNOWN, LC-UNKNOWN-UNKNOWN, UNKNOWN
unknown | unknown | lc | unknown | unknown | unknown | UNKNOWN, LC-UNKNOWN-UNKNOWN, UNKNOWN
unknown | unknown | lc | unknown | unknown | unknown | UNKNOWN, LC-UNKNOWN-UNKNOWN, UNKNOWN
unknown | unknown | lc | unknown | unknown | unknown | UNKNOWN, LC-UNKNOWN-UNKNOWN, UNKNOWN
unknown | unknown | lc | unknown | unknown | unknown | UNKNOWN, LC-UNKNOWN-UNKNOWN, UNKNOWN
unknown | unknown | lc | unknown | unknown | unknown | UNKNOWN, LC-UNKNOWN-UNKNOWN, UNKNOWN
unknown | unknown | lc | unknown | unknown | unknown | UNKNOWN, LC-UNKNOWN-UNKNOWN, UNKNOWN
unknown | unknown | lc | unknown | unknown | unknown | UNKNOWN, LC-UNKNOWN-UNKNOWN, UNKNOWN
unknown | unknown | lc | unknown | unknown | unknown | UNKNOWN, LC-UNKNOWN-UNKNOWN, UNKNOWN
unknown | unknown | lc | unknown | unknown | unknown | UNKNOWN, LC-UNKNOWN-UNKNOWN, UNKNOWN
unknown | unknown | lc | unknown | unknown | unknown | UNKNOWN, LC-UNKNOWN-UNKNOWN, UNKNOWN
unknown | unknown | lc | unknown | unknown | unknown | UNKNOWN, LC-UNKNOWN-UNKNOWN, UNKNOWN
unknown | unknown | lc | unknown | unknown | unknown | UNKNOWN, LC-UNKNOWN-UNKNOWN, UNKNOWN
unknown | unknown | lc | unknown | unknown | unknown | UNKNOWN, LC-UNKNOWN-UNKNOWN, UNKNOWN
unknown | unknown | lc | unknown | unknown | unknown | UNKNOWN, LC-UNKNOWN-UNKNOWN, UNKNOWN
unknown | unknown | lc | unknown | unknown | unknown | UNKNOWN, LC-UNKNOWN-UNKNOWN, UNKNOWN
unknown | unknown | lc | unknown | unknown | unknown | UNKNOWN, LC-UNKNOWN-UNKNOWN, UNKNOWN
unknown | unknown | lc | unknown | unknown | unknown | UNKNOWN, LC-UNKNOWN-UNKNOWN, UNKNOWN
unknown | unknown | lc | unknown | unknown | unknown | UNKNOWN, LC-UNKNOWN-UNKNOWN, UNKNOWN
unknown | unknown | lc | unknown | unknown | unknown | UNKNOWN, LC-UNKNOWN-UNKNOWN, UNKNOWN
unknown | unknown | lc | unknown | unknown | unknown | UNKNOWN, LC-UNKNOWN-UNKNOWN, UNKNOWN
unknown | unknown | lc | unknown | unknown | unknown | UNKNOWN, LC-UNKNOWN-UNKNOWN, UNKNOWN
unknown | unknown | lc | unknown | unknown | unknown | UNKNOWN, LC-UNKNOWN-UNKNOWN, UNKNOWN
unknown | unknown | lc | unknown | unknown | unknown | UNKNOWN, LC-UNKNOWN-UNKNOWN, UNKNOWN
unknown | unknown | lc | unknown | unknown | unknown | UNKNOWN, LC-UNKNOWN-UNKNOWN, UNKNOWN
unknown | unknown | lc | unknown | unknown | unknown | UNKNOWN, LC-UNKNOWN-UNKNOWN, UNKNOWN
unknown | unknown | lc | unknown | unknown | unknown | UNKNOWN, LC-UNKNOWN-UNKNOWN, UNKNOWN
unknown | unknown | lc | unknown | unknown | unknown | UNKNOWN, LC-UNKNOWN-UNKNOWN, UNKNOWN
unknown | unknown | lc | unknown | unknown | unknown | UNKNOWN, LC-UNKNOWN-UNKNOWN, UNKNOWN
unknown | unknown | lc | unknown | unknown | unknown | UNKNOWN, LC-UNKNOWN-UNKNOWN, UNKNOWN
unknown | unknown | lc | unknown | unknown | unknown | UNKNOWN, LC-UNKNOWN-UNKNOWN, UNKNOWN
unknown | unknown | lc | unknown | unknown | unknown | UNKNOWN, LC-UNKNOWN-UNKNOWN, UNKNOWN
unknown | unknown | lc | unknown | unknown | unknown | UNKNOWN, LC-UNKNOWN-UNKNOWN, UNKNOWN
unknown | unknown | lc | unknown | unknown | unknown | UNKNOWN, LC-UNKNOWN-UNKNOWN, UNKNOWN
unknown | unknown | lc | unknown | unknown | unknown | UNKNOWN, LC-UNKNOWN-UNKNOWN, UNKNOWN
unknown | unknown | lc | unknown | unknown | unknown | UNKNOWN, LC-UNKNOWN-UNKNOWN, UNKNOWN
unknown | unknown | lc | unknown | unknown | unknown | UNKNOWN, LC-UNKNOWN-UNKNOWN, UNKNOWN
unknown | unknown | lc | unknown | unknown | unknown | UNKNOWN, LC-UNKNOWN-UNKNOWN, UNKNOWN
unknown | unknown | lc | unknown | unknown | unknown | UNKNOWN, LC-UNKNOWN-UNKNOWN, UNKNOWN
unknown | unknown | lc | unknown | unknown | unknown | UNKNOWN, LC-UNKNOWN-UNKNOWN, UNKNOWN
unknown | unknown | lc | unknown | unknown | unknown | UNKNOWN, LC-UNKNOWN-UNKNOWN, UNKNOWN
unknown | unknown | lc | unknown | unknown | unknown | UNKNOWN, LC-UNKNOWN-UNKNOWN, UNKNOWN
unknown | unknown | lc | unknown | unknown | unknown | UNKNOWN, LC-UNKNOWN-UNKNOWN, UNKNOWN
unknown | unknown | lc | unknown | unknown | unknown | UNKNOWN, LC-UNKNOWN-UNKNOWN, UNKNOWN
unknown | unknown | lc | unknown | unknown | unknown | UNKNOWN, LC-UNKNOWN-UNKNOWN, UNKNOWN
unknown | unknown | lc | unknown | unknown | unknown | UNKNOWN, LC-UNKNOWN-UNKNOWN, UNKNOWN
unknown | unknown | lc | unknown | unknown | unknown | UNKNOWN, LC-UNKNOWN-UNKNOWN, UNKNOWN
unknown | unknown | lc | unknown | unknown | unknown | UNKNOWN, LC-UNKNOWN-UNKNOWN, UNKNOWN
unknown | unknown | lc | unknown | unknown | unknown | UNKNOWN, LC-UNKNOWN-UNKNOWN, UNKNOWN
unknown | unknown | lc | unknown | unknown | unknown | UNKNOWN, LC-UNKNOWN-UNKNOWN, UNKNOWN
unknown | unknown | lc | unknown | unknown | unknown | UNKNOWN, LC-UNKNOWN-UNKNOWN, UNKNOWN
unknown | unknown | lc | unknown | unknown | unknown | UNKNOWN, LC-UNKNOWN-UNKNOWN, UNKNOWN
unknown | unknown | lc | unknown | unknown | unknown | UNKNOWN, LC-UNKNOWN-UNKNOWN, UNKNOWN
agilent | unknown | lc | qtof | esi | high | Agilent instrument, LC-ESI-QTOF, HIGH
agilent | unknown | lc | tof | esi | high | Agilent instrument, LC-ESI-TOF, HIGH
agilent | unknown | ce | tof | esi | high | Agilent instrument, CE-ESI-TOF, HIGH
agilent | unknown | lc | qqq | esi | low | Agilent instrument, LC-ESI-QQQ, LOW
agilent | unknown | lc | qtof | esi | high | Agilent instrument, LC-ESI-QTOF, HIGH
agilent | unknown | lc | qtof | esi | high | Agilent instrument, LC-ESI-QTOF, HIGH
agilent | unknown | lc | qtof | esi | high | Agilent instrument, LC-ESI-QTOF, HIGH
agilent | unknown | lc | qtof | esi | high | Agilent instrument, LC-ESI-QTOF, HIGH
agilent | unknown | lc | qtof | esi | high | Agilent instrument, LC-ESI-QTOF, HIGH
agilent | unknown | lc | qtof | esi | high | Agilent instrument, LC-ESI-QTOF, HIGH
agilent | unknown | lc | qtof | esi | high | Agilent instrument, LC-ESI-QTOF, HIGH
agilent | unknown | lc | qtof | esi | high | Agilent instrument, LC-ESI-QTOF, HIGH
agilent | unknown | lc | qtof | esi | high | Agilent instrument, LC-ESI-QTOF, HIGH
unknown | unknown | lc | unknown | unknown | unknown | UNKNOWN, LC-UNKNOWN-UNKNOWN, UNKNOWN
unknown | unknown | ce | unknown | unknown | unknown | UNKNOWN, CE-UNKNOWN-UNKNOWN, UNKNOWN
agilent | unknown | lc | qtof | esi | high | Agilent instrument, LC-ESI-QTOF, HIGH
agilent | unknown | lc | qtof | esi | high | Agilent instrument, LC-ESI-QTOF, HIGH
agilent | unknown | lc | qtof | esi | high | Agilent instrument, LC-ESI-QTOF, HIGH
agilent | unknown | lc | qtof | esi | high | Agilent instrument, LC-ESI-QTOF, HIGH
agilent | unknown | lc | qtof | esi | high | Agilent instrument, LC-ESI-QTOF, HIGH
agilent | unknown | lc | qtof | esi | high | Agilent instrument, LC-ESI-QTOF, HIGH
agilent | unknown | lc | qtof | esi | high | Agilent instrument, LC-ESI-QTOF, HIGH
agilent | unknown | lc | qtof | esi | high | Agilent instrument, LC-ESI-QTOF, HIGH
agilent | unknown | lc | qtof | esi | high | Agilent instrument, LC-ESI-QTOF, HIGH
agilent | unknown | lc | qtof | esi | high | Agilent instrument, LC-ESI-QTOF, HIGH
agilent | unknown | lc | qtof | esi | high | Agilent instrument, LC-ESI-QTOF, HIGH
agilent | unknown | lc | qtof | esi | high | Agilent instrument, LC-ESI-QTOF, HIGH
agilent | unknown | lc | qtof | esi | high | Agilent instrument, LC-ESI-QTOF, HIGH
agilent | unknown | lc | qtof | esi | high | Agilent instrument, LC-ESI-QTOF, HIGH
agilent | unknown | lc | qtof | esi | high | Agilent instrument, LC-ESI-QTOF, HIGH
agilent | unknown | lc | qtof | esi | high | Agilent instrument, LC-ESI-QTOF, HIGH
agilent | unknown | lc | qtof | esi | high | Agilent instrument, LC-ESI-QTOF, HIGH
agilent | unknown | lc | qtof | esi | high | Agilent instrument, LC-ESI-QTOF, HIGH
agilent | unknown | lc | qtof | esi | high | Agilent instrument, LC-ESI-QTOF, HIGH
agilent | unknown | lc | qtof | esi | high | Agilent instrument, LC-ESI-QTOF, HIGH
agilent | unknown | lc | qtof | esi | high | Agilent instrument, LC-ESI-QTOF, HIGH
agilent | unknown | lc | qtof | esi | high | Agilent instrument, LC-ESI-QTOF, HIGH
agilent | unknown | lc | qtof | esi | high | Agilent instrument, LC-ESI-QTOF, HIGH
agilent | unknown | lc | qtof | esi | high | Agilent instrument, LC-ESI-QTOF, HIGH
agilent | unknown | lc | qtof | esi | high | Agilent instrument, LC-ESI-QTOF, HIGH
agilent | unknown | lc | qtof | esi | high | Agilent instrument, LC-ESI-QTOF, HIGH
agilent | unknown | lc | qtof | esi | high | Agilent instrument, LC-ESI-QTOF, HIGH
agilent | unknown | lc | qtof | esi | high | Agilent instrument, LC-ESI-QTOF, HIGH
agilent | unknown | lc | qtof | esi | high | Agilent instrument, LC-ESI-QTOF, HIGH
agilent | unknown | lc | qtof | esi | high | Agilent instrument, LC-ESI-QTOF, HIGH
agilent | unknown | lc | qtof | esi | high | Agilent instrument, LC-ESI-QTOF, HIGH
agilent | unknown | lc | qtof | esi | high | Agilent instrument, LC-ESI-QTOF, HIGH
agilent | unknown | lc | qtof | esi | high | Agilent instrument, LC-ESI-QTOF, HIGH
agilent | unknown | lc | qtof | esi | high | Agilent instrument, LC-ESI-QTOF, HIGH
agilent | unknown | lc | qtof | esi | high | Agilent instrument, LC-ESI-QTOF, HIGH
agilent | unknown | lc | qtof | esi | high | Agilent instrument, LC-ESI-QTOF, HIGH
agilent | unknown | lc | qtof | esi | high | Agilent instrument, LC-ESI-QTOF, HIGH
agilent | unknown | lc | qtof | esi | high | Agilent instrument, LC-ESI-QTOF, HIGH
agilent | unknown | lc | qtof | esi | high | Agilent instrument, LC-ESI-QTOF, HIGH
agilent | unknown | lc | qtof | esi | high | Agilent instrument, LC-ESI-QTOF, HIGH
agilent | unknown | lc | qtof | esi | high | Agilent instrument, LC-ESI-QTOF, HIGH
agilent | unknown | lc | qtof | esi | high | Agilent instrument, LC-ESI-QTOF, HIGH
agilent | unknown | lc | qtof | esi | high | Agilent instrument, LC-ESI-QTOF, HIGH
agilent | unknown | lc | qtof | esi | high | Agilent instrument, LC-ESI-QTOF, HIGH
agilent | unknown | lc | qtof | esi | high | Agilent instrument, LC-ESI-QTOF, HIGH
agilent | unknown | lc | qtof | esi | high | Agilent instrument, LC-ESI-QTOF, HIGH
agilent | unknown | lc | qtof | esi | high | Agilent instrument, LC-ESI-QTOF, HIGH
agilent | unknown | lc | qtof | esi | high | Agilent instrument, LC-ESI-QTOF, HIGH
agilent | unknown | lc | qtof | esi | high | Agilent instrument, LC-ESI-QTOF, HIGH
agilent | unknown | lc | qtof | esi | high | Agilent instrument, LC-ESI-QTOF, HIGH
agilent | unknown | lc | qtof | esi | high | Agilent instrument, LC-ESI-QTOF, HIGH
agilent | unknown | lc | qtof | esi | high | Agilent instrument, LC-ESI-QTOF, HIGH
agilent | unknown | lc | qtof | esi | high | Agilent instrument, LC-ESI-QTOF, HIGH
agilent | unknown | lc | qtof | esi | high | Agilent instrument, LC-ESI-QTOF, HIGH
agilent | unknown | lc | qtof | esi | high | Agilent instrument, LC-ESI-QTOF, HIGH
agilent | unknown | lc | qtof | esi | high | Agilent instrument, LC-ESI-QTOF, HIGH
agilent | unknown | lc | qtof | esi | high | Agilent instrument, LC-ESI-QTOF, HIGH
agilent | unknown | lc | qtof | esi | high | Agilent instrument, LC-ESI-QTOF, HIGH
agilent | unknown | lc | qtof | esi | high | Agilent instrument, LC-ESI-QTOF, HIGH
agilent | unknown | lc | qtof | esi | high | Agilent instrument, LC-ESI-QTOF, HIGH
agilent | unknown | lc | qtof | esi | high | Agilent instrument, LC-ESI-QTOF, HIGH
agilent | unknown | lc | qtof | esi | high | Agilent instrument, LC-ESI-QTOF, HIGH
agilent | unknown | lc | qtof | esi | high | Agilent instrument, LC-ESI-QTOF, HIGH
agilent | unknown | lc | qtof | esi | high | Agilent instrument, LC-ESI-QTOF, HIGH
agilent | unknown | lc | qtof | esi | high | Agilent instrument, LC-ESI-QTOF, HIGH
agilent | unknown | lc | qtof | esi | high | Agilent instrument, LC-ESI-QTOF, HIGH
agilent | unknown | lc | qtof | esi | high | Agilent instrument, LC-ESI-QTOF, HIGH
agilent | unknown | lc | qtof | esi | high | Agilent instrument, LC-ESI-QTOF, HIGH
agilent | unknown | lc | qtof | esi | high | Agilent instrument, LC-ESI-QTOF, HIGH
agilent | unknown | lc | qtof | esi | high | Agilent instrument, LC-ESI-QTOF, HIGH
agilent | unknown | lc | qtof | esi | high | Agilent instrument, LC-ESI-QTOF, HIGH
agilent | unknown | lc | qtof | esi | high | Agilent instrument, LC-ESI-QTOF, HIGH
agilent | unknown | lc | qtof | esi | high | Agilent instrument, LC-ESI-QTOF, HIGH
agilent | unknown | lc | qtof | esi | high | Agilent instrument, LC-ESI-QTOF, HIGH
agilent | unknown | lc | qtof | esi | high | Agilent instrument, LC-ESI-QTOF, HIGH
agilent | unknown | lc | qtof | esi | high | Agilent instrument, LC-ESI-QTOF, HIGH
agilent | unknown | lc | qtof | esi | high | Agilent instrument, LC-ESI-QTOF, HIGH
agilent | unknown | lc | qtof | esi | high | Agilent instrument, LC-ESI-QTOF, HIGH
agilent | unknown | lc | qtof | esi | high | Agilent instrument, LC-ESI-QTOF, HIGH
agilent | unknown | lc | qtof | esi | high | Agilent instrument, LC-ESI-QTOF, HIGH
agilent | unknown | lc | qtof | esi | high | Agilent instrument, LC-ESI-QTOF, HIGH
agilent | unknown | lc | qtof | esi | high | Agilent instrument, LC-ESI-QTOF, HIGH
agilent | unknown | lc | qtof | esi | high | Agilent instrument, LC-ESI-QTOF, HIGH
agilent | unknown | lc | qtof | esi | high | Agilent instrument, LC-ESI-QTOF, HIGH
agilent | unknown | lc | qtof | esi | high | Agilent instrument, LC-ESI-QTOF, HIGH
agilent | unknown | lc | qtof | esi | high | Agilent instrument, LC-ESI-QTOF, HIGH
agilent | unknown | lc | qtof | esi | high | Agilent instrument, LC-ESI-QTOF, HIGH
agilent | unknown | lc | qtof | esi | high | Agilent instrument, LC-ESI-QTOF, HIGH
agilent | unknown | lc | qtof | esi | high | Agilent instrument, LC-ESI-QTOF, HIGH
agilent | unknown | lc | qtof | esi | high | Agilent instrument, LC-ESI-QTOF, HIGH
agilent | unknown | lc | qtof | esi | high | Agilent instrument, LC-ESI-QTOF, HIGH
agilent | unknown | lc | qtof | esi | high | Agilent instrument, LC-ESI-QTOF, HIGH
agilent | unknown | lc | qtof | esi | high | Agilent instrument, LC-ESI-QTOF, HIGH
agilent | unknown | lc | qtof | esi | high | Agilent instrument, LC-ESI-QTOF, HIGH
agilent | unknown | lc | qtof | esi | high | Agilent instrument, LC-ESI-QTOF, HIGH
agilent | unknown | lc | qtof | esi | high | Agilent instrument, LC-ESI-QTOF, HIGH
agilent | unknown | lc | qtof | esi | high | Agilent instrument, LC-ESI-QTOF, HIGH
agilent | unknown | lc | qtof | esi | high | Agilent instrument, LC-ESI-QTOF, HIGH
agilent | unknown | lc | qtof | esi | high | Agilent instrument, LC-ESI-QTOF, HIGH
agilent | unknown | lc | qtof | esi | high | Agilent instrument, LC-ESI-QTOF, HIGH
agilent | unknown | lc | qtof | esi | high | Agilent instrument, LC-ESI-QTOF, HIGH
agilent | unknown | lc | qtof | esi | high | Agilent instrument, LC-ESI-QTOF, HIGH
agilent | unknown | lc | qtof | esi | high | Agilent instrument, LC-ESI-QTOF, HIGH
agilent | unknown | lc | qtof | esi | high | Agilent instrument, LC-ESI-QTOF, HIGH
agilent | unknown | lc | qtof | esi | high | Agilent instrument, LC-ESI-QTOF, HIGH
agilent | unknown | lc | qtof | esi | high | Agilent instrument, LC-ESI-QTOF, HIGH
agilent | unknown | lc | qtof | esi | high | Agilent instrument, LC-ESI-QTOF, HIGH
agilent | unknown | lc | qtof | esi | high | Agilent instrument, LC-ESI-QTOF, HIGH
agilent | unknown | lc | qtof | esi | high | Agilent instrument, LC-ESI-QTOF, HIGH
agilent | unknown | lc | qtof | esi | high | Agilent instrument, LC-ESI-QTOF, HIGH
agilent | unknown | lc | qtof | esi | high | Agilent instrument, LC-ESI-QTOF, HIGH
agilent | unknown | lc | qtof | esi | high | Agilent instrument, LC-ESI-QTOF, HIGH
agilent | unknown | lc | qit | esi | low | Agilent instrument, LC-ESI-QIT, LOW
agilent | unknown | lc | qtof | esi | high | Agilent instrument, LC-ESI-QTOF, HIGH
agilent | unknown | lc | qtof | esi | high | Agilent instrument, LC-ESI-QTOF, HIGH
agilent | unknown | lc | qtof | esi | high | Agilent instrument, LC-ESI-QTOF, HIGH
agilent | unknown | lc | qtof | esi | high | Agilent instrument, LC-ESI-QTOF, HIGH
agilent | unknown | lc | qtof | esi | high | Agilent instrument, LC-ESI-QTOF, HIGH
agilent | unknown | lc | qtof | esi | high | Agilent instrument, LC-ESI-QTOF, HIGH
agilent | unknown | lc | qtof | esi | high | Agilent instrument, LC-ESI-QTOF, HIGH
agilent | unknown | lc | qtof | esi | high | Agilent instrument, LC-ESI-QTOF, HIGH
agilent | unknown | lc | qtof | esi | high | Agilent instrument, LC-ESI-QTOF, HIGH
agilent | unknown | lc | qtof | esi | high | Agilent instrument, LC-ESI-QTOF, HIGH
agilent | unknown | lc | qtof | esi | high | Agilent instrument, LC-ESI-QTOF, HIGH
agilent | unknown | lc | qtof | esi | high | Agilent instrument, LC-ESI-QTOF, HIGH
agilent | unknown | lc | qtof | esi | high | Agilent instrument, LC-ESI-QTOF, HIGH
agilent | unknown | lc | qtof | esi | high | Agilent instrument, LC-ESI-QTOF, HIGH
agilent | unknown | lc | qtof | esi | high | Agilent instrument, LC-ESI-QTOF, HIGH
unknown | unknown | unknown | qit | unknown | unknown | UNKNOWN, UNKNOWN-UNKNOWN-QIT, UNKNOWN
agilent | unknown | lc | qtof | esi | high | Agilent instrument, LC-ESI-QTOF, HIGH
agilent | unknown | lc | qtof | esi | high | Agilent instrument, LC-ESI-QTOF, HIGH
agilent | unknown | lc | qtof | esi | high | Agilent instrument, LC-ESI-QTOF, HIGH
agilent | unknown | lc | qtof | esi | high | Agilent instrument, LC-ESI-QTOF, HIGH
agilent | unknown | lc | qtof | esi | high | Agilent instrument, LC-ESI-QTOF, HIGH
agilent | unknown | lc | qtof | esi | high | Agilent instrument, LC-ESI-QTOF, HIGH
agilent | unknown | lc | qtof | esi | high | Agilent instrument, LC-ESI-QTOF, HIGH
agilent | unknown | lc | qtof | esi | high | Agilent instrument, LC-ESI-QTOF, HIGH
agilent | unknown | lc | qtof | esi | high | Agilent instrument, LC-ESI-QTOF, HIGH
agilent | unknown | lc | qtof | esi | high | Agilent instrument, LC-ESI-QTOF, HIGH
agilent | unknown | lc | qtof | esi | high | Agilent instrument, LC-ESI-QTOF, HIGH
agilent | unknown | ce | qtof | esi | high | Agilent instrument, CE-ESI-QTOF, HIGH
agilent | unknown | lc | qit | esi | low | Agilent instrument, LC-ESI-QIT, LOW
agilent | unknown | lc | qit | esi | low | Agilent instrument, LC-ESI-QIT, LOW
agilent | unknown | lc | it | esi | low | Agilent instrument, LC-ESI-IT, LOW
unknown | unknown | unknown | qtof | unknown | unknown | UNKNOWN, UNKNOWN-UNKNOWN-QTOF, UNKNOWN
unknown | unknown | unknown | qtof | unknown | unknown | UNKNOWN, UNKNOWN-UNKNOWN-QTOF, UNKNOWN
unknown | unknown | unknown | qtof | unknown | unknown | UNKNOWN, UNKNOWN-UNKNOWN-QTOF, UNKNOWN
unknown | unknown | unknown | qtof | unknown | unknown | UNKNOWN, UNKNOWN-UNKNOWN-QTOF, UNKNOWN
unknown | unknown | unknown | qtof | unknown | unknown | UNKNOWN, UNKNOWN-UNKNOWN-QTOF, UNKNOWN
unknown | unknown | unknown | qtof | unknown | unknown | UNKNOWN, UNKNOWN-UNKNOWN-QTOF, UNKNOWN
unknown | unknown | unknown | qtof | unknown | unknown | UNKNOWN, UNKNOWN-UNKNOWN-QTOF, UNKNOWN
unknown | unknown | unknown | qtof | unknown | unknown | UNKNOWN, UNKNOWN-UNKNOWN-QTOF, UNKNOWN
unknown | unknown | unknown | qtof | unknown | unknown | UNKNOWN, UNKNOWN-UNKNOWN-QTOF, UNKNOWN
unknown | unknown | unknown | qtof | unknown | unknown | UNKNOWN, UNKNOWN-UNKNOWN-QTOF, UNKNOWN
unknown | unknown | unknown | qtof | unknown | unknown | UNKNOWN, UNKNOWN-UNKNOWN-QTOF, UNKNOWN
unknown | unknown | unknown | qtof | unknown | unknown | UNKNOWN, UNKNOWN-UNKNOWN-QTOF, UNKNOWN
unknown | unknown | unknown | qtof | unknown | unknown | UNKNOWN, UNKNOWN-UNKNOWN-QTOF, UNKNOWN
unknown | unknown | unknown | qit | unknown | unknown | UNKNOWN, UNKNOWN-UNKNOWN-QIT, UNKNOWN
unknown | unknown | unknown | qit | unknown | unknown | UNKNOWN, UNKNOWN-UNKNOWN-QIT, UNKNOWN
unknown | unknown | unknown | it | unknown | unknown | UNKNOWN, UNKNOWN-UNKNOWN-IT, UNKNOWN
unknown | unknown | unknown | qtof | unknown | unknown | UNKNOWN, UNKNOWN-UNKNOWN-QTOF, UNKNOWN
unknown | unknown | unknown | qtof | unknown | unknown | UNKNOWN, UNKNOWN-UNKNOWN-QTOF, UNKNOWN
unknown | unknown | unknown | qtof | unknown | unknown | UNKNOWN, UNKNOWN-UNKNOWN-QTOF, UNKNOWN
unknown | unknown | unknown | qtof | unknown | unknown | UNKNOWN, UNKNOWN-UNKNOWN-QTOF, UNKNOWN
unknown | unknown | unknown | qtof | unknown | unknown | UNKNOWN, UNKNOWN-UNKNOWN-QTOF, UNKNOWN
unknown | unknown | unknown | qtof | unknown | unknown | UNKNOWN, UNKNOWN-UNKNOWN-QTOF, UNKNOWN
unknown | unknown | unknown | qtof | unknown | unknown | UNKNOWN, UNKNOWN-UNKNOWN-QTOF, UNKNOWN
unknown | unknown | unknown | qtof | unknown | unknown | UNKNOWN, UNKNOWN-UNKNOWN-QTOF, UNKNOWN
unknown | unknown | unknown | qtof | unknown | unknown | UNKNOWN, UNKNOWN-UNKNOWN-QTOF, UNKNOWN
unknown | unknown | unknown | qtof | unknown | unknown | UNKNOWN, UNKNOWN-UNKNOWN-QTOF, UNKNOWN
unknown | unknown | unknown | qtof | unknown | unknown | UNKNOWN, UNKNOWN-UNKNOWN-QTOF, UNKNOWN
unknown | unknown | unknown | qtof | unknown | unknown | UNKNOWN, UNKNOWN-UNKNOWN-QTOF, UNKNOWN
unknown | unknown | unknown | qtof | unknown | unknown | UNKNOWN, UNKNOWN-UNKNOWN-QTOF, UNKNOWN
unknown | unknown | unknown | qtof | unknown | unknown | UNKNOWN, UNKNOWN-UNKNOWN-QTOF, UNKNOWN
unknown | unknown | unknown | qtof | unknown | unknown | UNKNOWN, UNKNOWN-UNKNOWN-QTOF, UNKNOWN
unknown | unknown | unknown | qtof | unknown | unknown | UNKNOWN, UNKNOWN-UNKNOWN-QTOF, UNKNOWN
unknown | unknown | unknown | qtof | unknown | unknown | UNKNOWN, UNKNOWN-UNKNOWN-QTOF, UNKNOWN
unknown | unknown | unknown | qtof | unknown | unknown | UNKNOWN, UNKNOWN-UNKNOWN-QTOF, UNKNOWN
unknown | unknown | unknown | qtof | unknown | unknown | UNKNOWN, UNKNOWN-UNKNOWN-QTOF, UNKNOWN
unknown | unknown | unknown | qtof | unknown | unknown | UNKNOWN, UNKNOWN-UNKNOWN-QTOF, UNKNOWN
unknown | unknown | unknown | qtof | unknown | unknown | UNKNOWN, UNKNOWN-UNKNOWN-QTOF, UNKNOWN
unknown | unknown | unknown | qtof | unknown | unknown | UNKNOWN, UNKNOWN-UNKNOWN-QTOF, UNKNOWN
unknown | unknown | unknown | qtof | unknown | unknown | UNKNOWN, UNKNOWN-UNKNOWN-QTOF, UNKNOWN
unknown | unknown | unknown | qtof | unknown | unknown | UNKNOWN, UNKNOWN-UNKNOWN-QTOF, UNKNOWN
unknown | unknown | unknown | qtof | unknown | unknown | UNKNOWN, UNKNOWN-UNKNOWN-QTOF, UNKNOWN
unknown | unknown | unknown | qtof | unknown | unknown | UNKNOWN, UNKNOWN-UNKNOWN-QTOF, UNKNOWN
unknown | unknown | unknown | qtof | unknown | unknown | UNKNOWN, UNKNOWN-UNKNOWN-QTOF, UNKNOWN
unknown | unknown | unknown | qtof | unknown | unknown | UNKNOWN, UNKNOWN-UNKNOWN-QTOF, UNKNOWN
unknown | unknown | unknown | qtof | unknown | unknown | UNKNOWN, UNKNOWN-UNKNOWN-QTOF, UNKNOWN
unknown | unknown | unknown | qtof | unknown | unknown | UNKNOWN, UNKNOWN-UNKNOWN-QTOF, UNKNOWN
unknown | unknown | unknown | qtof | unknown | unknown | UNKNOWN, UNKNOWN-UNKNOWN-QTOF, UNKNOWN
unknown | unknown | unknown | qtof | unknown | unknown | UNKNOWN, UNKNOWN-UNKNOWN-QTOF, UNKNOWN
unknown | unknown | unknown | qtof | unknown | unknown | UNKNOWN, UNKNOWN-UNKNOWN-QTOF, UNKNOWN
unknown | unknown | unknown | qtof | unknown | unknown | UNKNOWN, UNKNOWN-UNKNOWN-QTOF, UNKNOWN
unknown | unknown | unknown | qtof | unknown | unknown | UNKNOWN, UNKNOWN-UNKNOWN-QTOF, UNKNOWN
unknown | unknown | unknown | qtof | unknown | unknown | UNKNOWN, UNKNOWN-UNKNOWN-QTOF, UNKNOWN
unknown | unknown | unknown | qtof | unknown | unknown | UNKNOWN, UNKNOWN-UNKNOWN-QTOF, UNKNOWN
unknown | unknown | unknown | qtof | unknown | unknown | UNKNOWN, UNKNOWN-UNKNOWN-QTOF, UNKNOWN
unknown | unknown | unknown | qtof | unknown | unknown | UNKNOWN, UNKNOWN-UNKNOWN-QTOF, UNKNOWN
unknown | unknown | unknown | qtof | unknown | unknown | UNKNOWN, UNKNOWN-UNKNOWN-QTOF, UNKNOWN
unknown | unknown | unknown | qtof | unknown | unknown | UNKNOWN, UNKNOWN-UNKNOWN-QTOF, UNKNOWN
unknown | unknown | unknown | qtof | unknown | unknown | UNKNOWN, UNKNOWN-UNKNOWN-QTOF, UNKNOWN
unknown | unknown | unknown | qtof | unknown | unknown | UNKNOWN, UNKNOWN-UNKNOWN-QTOF, UNKNOWN
unknown | unknown | unknown | qtof | unknown | unknown | UNKNOWN, UNKNOWN-UNKNOWN-QTOF, UNKNOWN
unknown | unknown | unknown | qtof | unknown | unknown | UNKNOWN, UNKNOWN-UNKNOWN-QTOF, UNKNOWN
unknown | unknown | unknown | qtof | unknown | unknown | UNKNOWN, UNKNOWN-UNKNOWN-QTOF, UNKNOWN
unknown | unknown | unknown | qtof | unknown | unknown | UNKNOWN, UNKNOWN-UNKNOWN-QTOF, UNKNOWN
unknown | unknown | unknown | qtof | unknown | unknown | UNKNOWN, UNKNOWN-UNKNOWN-QTOF, UNKNOWN
unknown | unknown | unknown | qtof | unknown | unknown | UNKNOWN, UNKNOWN-UNKNOWN-QTOF, UNKNOWN
unknown | unknown | unknown | qtof | unknown | unknown | UNKNOWN, UNKNOWN-UNKNOWN-QTOF, UNKNOWN
unknown | unknown | unknown | qtof | unknown | unknown | UNKNOWN, UNKNOWN-UNKNOWN-QTOF, UNKNOWN
unknown | unknown | unknown | qtof | unknown | unknown | UNKNOWN, UNKNOWN-UNKNOWN-QTOF, UNKNOWN
unknown | unknown | unknown | qtof | unknown | unknown | UNKNOWN, UNKNOWN-UNKNOWN-QTOF, UNKNOWN
unknown | unknown | unknown | qtof | unknown | unknown | UNKNOWN, UNKNOWN-UNKNOWN-QTOF, UNKNOWN
unknown | unknown | unknown | qtof | unknown | unknown | UNKNOWN, UNKNOWN-UNKNOWN-QTOF, UNKNOWN
unknown | unknown | unknown | qtof | unknown | unknown | UNKNOWN, UNKNOWN-UNKNOWN-QTOF, UNKNOWN
unknown | unknown | unknown | qtof | unknown | unknown | UNKNOWN, UNKNOWN-UNKNOWN-QTOF, UNKNOWN
unknown | unknown | unknown | qtof | unknown | unknown | UNKNOWN, UNKNOWN-UNKNOWN-QTOF, UNKNOWN
unknown | unknown | unknown | qtof | unknown | unknown | UNKNOWN, UNKNOWN-UNKNOWN-QTOF, UNKNOWN
unknown | unknown | unknown | qtof | unknown | unknown | UNKNOWN, UNKNOWN-UNKNOWN-QTOF, UNKNOWN
unknown | unknown | unknown | qtof | unknown | unknown | UNKNOWN, UNKNOWN-UNKNOWN-QTOF, UNKNOWN
unknown | unknown | unknown | qtof | unknown | unknown | UNKNOWN, UNKNOWN-UNKNOWN-QTOF, UNKNOWN
unknown | unknown | unknown | qtof | unknown | unknown | UNKNOWN, UNKNOWN-UNKNOWN-QTOF, UNKNOWN
unknown | unknown | unknown | qtof | unknown | unknown | UNKNOWN, UNKNOWN-UNKNOWN-QTOF, UNKNOWN
unknown | unknown | unknown | qtof | unknown | unknown | UNKNOWN, UNKNOWN-UNKNOWN-QTOF, UNKNOWN
unknown | unknown | unknown | qtof | unknown | unknown | UNKNOWN, UNKNOWN-UNKNOWN-QTOF, UNKNOWN
unknown | unknown | unknown | qtof | unknown | unknown | UNKNOWN, UNKNOWN-UNKNOWN-QTOF, UNKNOWN
unknown | unknown | unknown | qtof | unknown | unknown | UNKNOWN, UNKNOWN-UNKNOWN-QTOF, UNKNOWN
unknown | unknown | unknown | qtof | unknown | unknown | UNKNOWN, UNKNOWN-UNKNOWN-QTOF, UNKNOWN
unknown | unknown | unknown | qtof | unknown | unknown | UNKNOWN, UNKNOWN-UNKNOWN-QTOF, UNKNOWN
unknown | unknown | unknown | qtof | unknown | unknown | UNKNOWN, UNKNOWN-UNKNOWN-QTOF, UNKNOWN
unknown | unknown | unknown | qtof | unknown | unknown | UNKNOWN, UNKNOWN-UNKNOWN-QTOF, UNKNOWN
unknown | unknown | unknown | qtof | unknown | unknown | UNKNOWN, UNKNOWN-UNKNOWN-QTOF, UNKNOWN
unknown | unknown | unknown | qtof | unknown | unknown | UNKNOWN, UNKNOWN-UNKNOWN-QTOF, UNKNOWN
unknown | unknown | unknown | qtof | unknown | unknown | UNKNOWN, UNKNOWN-UNKNOWN-QTOF, UNKNOWN
unknown | unknown | unknown | qtof | unknown | unknown | UNKNOWN, UNKNOWN-UNKNOWN-QTOF, UNKNOWN
unknown | unknown | unknown | qtof | unknown | unknown | UNKNOWN, UNKNOWN-UNKNOWN-QTOF, UNKNOWN
unknown | unknown | unknown | qtof | unknown | unknown | UNKNOWN, UNKNOWN-UNKNOWN-QTOF, UNKNOWN
unknown | unknown | unknown | qtof | unknown | unknown | UNKNOWN, UNKNOWN-UNKNOWN-QTOF, UNKNOWN
unknown | unknown | unknown | qtof | unknown | unknown | UNKNOWN, UNKNOWN-UNKNOWN-QTOF, UNKNOWN
unknown | unknown | unknown | qtof | unknown | unknown | UNKNOWN, UNKNOWN-UNKNOWN-QTOF, UNKNOWN
unknown | unknown | unknown | qtof | unknown | unknown | UNKNOWN, UNKNOWN-UNKNOWN-QTOF, UNKNOWN
unknown | unknown | unknown | qtof | unknown | unknown | UNKNOWN, UNKNOWN-UNKNOWN-QTOF, UNKNOWN
unknown | unknown | unknown | qtof | unknown | unknown | UNKNOWN, UNKNOWN-UNKNOWN-QTOF, UNKNOWN
unknown | unknown | unknown | qtof | unknown | unknown | UNKNOWN, UNKNOWN-UNKNOWN-QTOF, UNKNOWN
unknown | unknown | unknown | qtof | unknown | unknown | UNKNOWN, UNKNOWN-UNKNOWN-QTOF, UNKNOWN
unknown | unknown | unknown | qtof | unknown | unknown | UNKNOWN, UNKNOWN-UNKNOWN-QTOF, UNKNOWN
unknown | unknown | unknown | qtof | unknown | unknown | UNKNOWN, UNKNOWN-UNKNOWN-QTOF, UNKNOWN
unknown | unknown | unknown | qtof | unknown | unknown | UNKNOWN, UNKNOWN-UNKNOWN-QTOF, UNKNOWN
unknown | unknown | unknown | qtof | unknown | unknown | UNKNOWN, UNKNOWN-UNKNOWN-QTOF, UNKNOWN
unknown | unknown | unknown | qtof | unknown | unknown | UNKNOWN, UNKNOWN-UNKNOWN-QTOF, UNKNOWN
unknown | unknown | unknown | qtof | unknown | unknown | UNKNOWN, UNKNOWN-UNKNOWN-QTOF, UNKNOWN
unknown | unknown | unknown | qtof | unknown | unknown | UNKNOWN, UNKNOWN-UNKNOWN-QTOF, UNKNOWN
unknown | unknown | unknown | qtof | unknown | unknown | UNKNOWN, UNKNOWN-UNKNOWN-QTOF, UNKNOWN
unknown | unknown | unknown | qtof | unknown | unknown | UNKNOWN, UNKNOWN-UNKNOWN-QTOF, UNKNOWN
unknown | unknown | unknown | qtof | unknown | unknown | UNKNOWN, UNKNOWN-UNKNOWN-QTOF, UNKNOWN
unknown | unknown | unknown | qtof | unknown | unknown | UNKNOWN, UNKNOWN-UNKNOWN-QTOF, UNKNOWN
unknown | unknown | unknown | qtof | unknown | unknown | UNKNOWN, UNKNOWN-UNKNOWN-QTOF, UNKNOWN
unknown | unknown | unknown | qtof | unknown | unknown | UNKNOWN, UNKNOWN-UNKNOWN-QTOF, UNKNOWN
unknown | unknown | unknown | qtof | unknown | unknown | UNKNOWN, UNKNOWN-UNKNOWN-QTOF, UNKNOWN
unknown | unknown | unknown | qtof | unknown | unknown | UNKNOWN, UNKNOWN-UNKNOWN-QTOF, UNKNOWN
unknown | unknown | unknown | qtof | unknown | unknown | UNKNOWN, UNKNOWN-UNKNOWN-QTOF, UNKNOWN
unknown | unknown | unknown | qtof | unknown | unknown | UNKNOWN, UNKNOWN-UNKNOWN-QTOF, UNKNOWN
unknown | unknown | unknown | qtof | unknown | unknown | UNKNOWN, UNKNOWN-UNKNOWN-QTOF, UNKNOWN
unknown | unknown | unknown | qtof | unknown | unknown | UNKNOWN, UNKNOWN-UNKNOWN-QTOF, UNKNOWN
unknown | unknown | unknown | qtof | unknown | unknown | UNKNOWN, UNKNOWN-UNKNOWN-QTOF, UNKNOWN
unknown | unknown | unknown | qtof | unknown | unknown | UNKNOWN, UNKNOWN-UNKNOWN-QTOF, UNKNOWN
unknown | unknown | unknown | qtof | unknown | unknown | UNKNOWN, UNKNOWN-UNKNOWN-QTOF, UNKNOWN
unknown | unknown | unknown | qtof | unknown | unknown | UNKNOWN, UNKNOWN-UNKNOWN-QTOF, UNKNOWN
unknown | unknown | unknown | qtof | unknown | unknown | UNKNOWN, UNKNOWN-UNKNOWN-QTOF, UNKNOWN
unknown | unknown | unknown | qtof | unknown | unknown | UNKNOWN, UNKNOWN-UNKNOWN-QTOF, UNKNOWN
unknown | unknown | unknown | qtof | unknown | unknown | UNKNOWN, UNKNOWN-UNKNOWN-QTOF, UNKNOWN
unknown | unknown | unknown | qtof | unknown | unknown | UNKNOWN, UNKNOWN-UNKNOWN-QTOF, UNKNOWN
unknown | unknown | unknown | qtof | unknown | unknown | UNKNOWN, UNKNOWN-UNKNOWN-QTOF, UNKNOWN
unknown | unknown | unknown | qtof | unknown | unknown | UNKNOWN, UNKNOWN-UNKNOWN-QTOF, UNKNOWN
unknown | unknown | unknown | qtof | unknown | unknown | UNKNOWN, UNKNOWN-UNKNOWN-QTOF, UNKNOWN
unknown | unknown | unknown | qtof | unknown | unknown | UNKNOWN, UNKNOWN-UNKNOWN-QTOF, UNKNOWN
unknown | unknown | unknown | qtof | unknown | unknown | UNKNOWN, UNKNOWN-UNKNOWN-QTOF, UNKNOWN
unknown | unknown | unknown | qtof | unknown | unknown | UNKNOWN, UNKNOWN-UNKNOWN-QTOF, UNKNOWN
unknown | unknown | unknown | qtof | unknown | unknown | UNKNOWN, UNKNOWN-UNKNOWN-QTOF, UNKNOWN
unknown | unknown | unknown | qtof | unknown | unknown | UNKNOWN, UNKNOWN-UNKNOWN-QTOF, UNKNOWN
unknown | unknown | unknown | qtof | unknown | unknown | UNKNOWN, UNKNOWN-UNKNOWN-QTOF, UNKNOWN
unknown | unknown | unknown | qtof | unknown | unknown | UNKNOWN, UNKNOWN-UNKNOWN-QTOF, UNKNOWN
unknown | unknown | unknown | qtof | unknown | unknown | UNKNOWN, UNKNOWN-UNKNOWN-QTOF, UNKNOWN
unknown | unknown | unknown | qtof | unknown | unknown | UNKNOWN, UNKNOWN-UNKNOWN-QTOF, UNKNOWN
unknown | unknown | unknown | qtof | unknown | unknown | UNKNOWN, UNKNOWN-UNKNOWN-QTOF, UNKNOWN
unknown | unknown | unknown | qtof | unknown | unknown | UNKNOWN, UNKNOWN-UNKNOWN-QTOF, UNKNOWN
unknown | unknown | unknown | unknown | esi | unknown | UNKNOWN, LC-ESI-UNKNOWN, UNKNOWN
unknown | unknown | unknown | unknown | esi | unknown | UNKNOWN, LC-ESI-UNKNOWN, UNKNOWN
unknown | unknown | unknown | unknown | esi | unknown | UNKNOWN, LC-ESI-UNKNOWN, UNKNOWN
unknown | unknown | unknown | unknown | esi | unknown | UNKNOWN, LC-ESI-UNKNOWN, UNKNOWN
unknown | unknown | unknown | tof | unknown | unknown | UNKNOWN, UNKNOWN-UNKNOWN-TOF, UNKNOWN
unknown | unknown | unknown | tof | unknown | unknown | UNKNOWN, UNKNOWN-UNKNOWN-TOF, UNKNOWN
unknown | unknown | unknown | qqq | unknown | unknown | UNKNOWN, UNKNOWN-UNKNOWN-QQQ, UNKNOWN
unknown | unknown | unknown | qtof | unknown | unknown | UNKNOWN, UNKNOWN-UNKNOWN-QTOF, UNKNOWN
unknown | unknown | unknown | qtof | unknown | unknown | UNKNOWN, UNKNOWN-UNKNOWN-QTOF, UNKNOWN
unknown | unknown | unknown | qtof | unknown | unknown | UNKNOWN, UNKNOWN-UNKNOWN-QTOF, UNKNOWN
unknown | unknown | unknown | qtof | unknown | unknown | UNKNOWN, UNKNOWN-UNKNOWN-QTOF, UNKNOWN
unknown | unknown | unknown | qtof | unknown | unknown | UNKNOWN, UNKNOWN-UNKNOWN-QTOF, UNKNOWN
unknown | unknown | unknown | qtof | unknown | unknown | UNKNOWN, UNKNOWN-UNKNOWN-QTOF, UNKNOWN
unknown | unknown | unknown | qtof | unknown | unknown | UNKNOWN, UNKNOWN-UNKNOWN-QTOF, UNKNOWN
unknown | unknown | unknown | qtof | unknown | unknown | UNKNOWN, UNKNOWN-UNKNOWN-QTOF, UNKNOWN
unknown | unknown | unknown | qtof | unknown | unknown | UNKNOWN, UNKNOWN-UNKNOWN-QTOF, UNKNOWN
unknown | unknown | unknown | unknown | esi | unknown | UNKNOWN, LC-ESI-UNKNOWN, UNKNOWN
unknown | unknown | unknown | unknown | esi | unknown | UNKNOWN, LC-ESI-UNKNOWN, UNKNOWN
unknown | unknown | unknown | unknown | esi | unknown | UNKNOWN, LC-ESI-UNKNOWN, UNKNOWN
unknown | unknown | unknown | unknown | esi | unknown | UNKNOWN, LC-ESI-UNKNOWN, UNKNOWN
unknown | unknown | unknown | unknown | esi | unknown | UNKNOWN, LC-ESI-UNKNOWN, UNKNOWN
unknown | unknown | unknown | unknown | esi | unknown | UNKNOWN, LC-ESI-UNKNOWN, UNKNOWN
unknown | unknown | unknown | unknown | esi | unknown | UNKNOWN, LC-ESI-UNKNOWN, UNKNOWN
unknown | unknown | unknown | unknown | esi | unknown | UNKNOWN, LC-ESI-UNKNOWN, UNKNOWN
unknown | unknown | unknown | unknown | esi | unknown | UNKNOWN, LC-ESI-UNKNOWN, UNKNOWN
unknown | unknown | unknown | unknown | esi | unknown | UNKNOWN, LC-ESI-UNKNOWN, UNKNOWN
unknown | unknown | unknown | unknown | esi | unknown | UNKNOWN, LC-ESI-UNKNOWN, UNKNOWN
unknown | unknown | unknown | unknown | esi | unknown | UNKNOWN, LC-ESI-UNKNOWN, UNKNOWN
unknown | unknown | unknown | unknown | esi | unknown | UNKNOWN, LC-ESI-UNKNOWN, UNKNOWN
unknown | unknown | unknown | unknown | esi | unknown | UNKNOWN, LC-ESI-UNKNOWN, UNKNOWN
unknown | unknown | unknown | unknown | esi | unknown | UNKNOWN, LC-ESI-UNKNOWN, UNKNOWN
unknown | unknown | unknown | unknown | esi | unknown | UNKNOWN, LC-ESI-UNKNOWN, UNKNOWN
unknown | unknown | unknown | unknown | esi | unknown | UNKNOWN, LC-ESI-UNKNOWN, UNKNOWN
unknown | unknown | unknown | unknown | esi | unknown | UNKNOWN, LC-ESI-UNKNOWN, UNKNOWN
unknown | unknown | unknown | unknown | esi | unknown | UNKNOWN, LC-ESI-UNKNOWN, UNKNOWN
unknown | unknown | unknown | unknown | esi | unknown | UNKNOWN, LC-ESI-UNKNOWN, UNKNOWN
unknown | unknown | unknown | unknown | esi | unknown | UNKNOWN, LC-ESI-UNKNOWN, UNKNOWN
unknown | unknown | unknown | unknown | esi | unknown | UNKNOWN, LC-ESI-UNKNOWN, UNKNOWN
unknown | unknown | unknown | unknown | esi | unknown | UNKNOWN, LC-ESI-UNKNOWN, UNKNOWN
unknown | unknown | unknown | unknown | esi | unknown | UNKNOWN, LC-ESI-UNKNOWN, UNKNOWN
unknown | unknown | unknown | unknown | esi | unknown | UNKNOWN, LC-ESI-UNKNOWN, UNKNOWN
unknown | unknown | unknown | unknown | esi | unknown | UNKNOWN, LC-ESI-UNKNOWN, UNKNOWN
unknown | unknown | unknown | unknown | esi | unknown | UNKNOWN, LC-ESI-UNKNOWN, UNKNOWN
unknown | unknown | unknown | unknown | esi | unknown | UNKNOWN, LC-ESI-UNKNOWN, UNKNOWN
unknown | unknown | unknown | unknown | esi | unknown | UNKNOWN, LC-ESI-UNKNOWN, UNKNOWN
unknown | unknown | unknown | unknown | esi | unknown | UNKNOWN, LC-ESI-UNKNOWN, UNKNOWN
unknown | unknown | unknown | unknown | esi | unknown | UNKNOWN, LC-ESI-UNKNOWN, UNKNOWN
unknown | unknown | unknown | unknown | esi | unknown | UNKNOWN, LC-ESI-UNKNOWN, UNKNOWN
unknown | unknown | unknown | unknown | esi | unknown | UNKNOWN, LC-ESI-UNKNOWN, UNKNOWN
unknown | unknown | unknown | unknown | esi | unknown | UNKNOWN, LC-ESI-UNKNOWN, UNKNOWN
unknown | unknown | unknown | unknown | esi | unknown | UNKNOWN, LC-ESI-UNKNOWN, UNKNOWN
unknown | unknown | unknown | unknown | esi | unknown | UNKNOWN, LC-ESI-UNKNOWN, UNKNOWN
unknown | unknown | unknown | unknown | esi | unknown | UNKNOWN, LC-ESI-UNKNOWN, UNKNOWN
unknown | unknown | unknown | unknown | esi | unknown | UNKNOWN, LC-ESI-UNKNOWN, UNKNOWN
unknown | unknown | unknown | unknown | esi | unknown | UNKNOWN, LC-ESI-UNKNOWN, UNKNOWN
unknown | unknown | unknown | unknown | esi | unknown | UNKNOWN, LC-ESI-UNKNOWN, UNKNOWN
unknown | unknown | unknown | unknown | esi | unknown | UNKNOWN, LC-ESI-UNKNOWN, UNKNOWN
unknown | unknown | unknown | unknown | esi | unknown | UNKNOWN, LC-ESI-UNKNOWN, UNKNOWN
unknown | unknown | unknown | unknown | esi | unknown | UNKNOWN, LC-ESI-UNKNOWN, UNKNOWN
unknown | unknown | unknown | unknown | esi | unknown | UNKNOWN, LC-ESI-UNKNOWN, UNKNOWN
unknown | unknown | unknown | unknown | esi | unknown | UNKNOWN, LC-ESI-UNKNOWN, UNKNOWN
unknown | unknown | unknown | unknown | esi | unknown | UNKNOWN, LC-ESI-UNKNOWN, UNKNOWN
unknown | unknown | unknown | unknown | esi | unknown | UNKNOWN, LC-ESI-UNKNOWN, UNKNOWN
unknown | unknown | unknown | unknown | esi | unknown | UNKNOWN, LC-ESI-UNKNOWN, UNKNOWN
unknown | unknown | unknown | unknown | esi | unknown | UNKNOWN, LC-ESI-UNKNOWN, UNKNOWN
unknown | unknown | unknown | unknown | esi | unknown | UNKNOWN, LC-ESI-UNKNOWN, UNKNOWN
unknown | unknown | unknown | unknown | esi | unknown | UNKNOWN, LC-ESI-UNKNOWN, UNKNOWN
unknown | unknown | unknown | unknown | esi | unknown | UNKNOWN, LC-ESI-UNKNOWN, UNKNOWN
unknown | unknown | unknown | unknown | esi | unknown | UNKNOWN, LC-ESI-UNKNOWN, UNKNOWN
unknown | unknown | unknown | unknown | esi | unknown | UNKNOWN, LC-ESI-UNKNOWN, UNKNOWN
unknown | unknown | unknown | unknown | esi | unknown | UNKNOWN, LC-ESI-UNKNOWN, UNKNOWN
unknown | unknown | unknown | unknown | esi | unknown | UNKNOWN, LC-ESI-UNKNOWN, UNKNOWN
unknown | unknown | unknown | unknown | esi | unknown | UNKNOWN, LC-ESI-UNKNOWN, UNKNOWN
unknown | unknown | unknown | unknown | esi | unknown | UNKNOWN, LC-ESI-UNKNOWN, UNKNOWN
unknown | unknown | unknown | unknown | esi | unknown | UNKNOWN, LC-ESI-UNKNOWN, UNKNOWN
unknown | unknown | unknown | unknown | esi | unknown | UNKNOWN, LC-ESI-UNKNOWN, UNKNOWN
unknown | unknown | unknown | unknown | esi | unknown | UNKNOWN, LC-ESI-UNKNOWN, UNKNOWN
unknown | unknown | unknown | unknown | esi | unknown | UNKNOWN, LC-ESI-UNKNOWN, UNKNOWN
unknown | unknown | unknown | unknown | esi | unknown | UNKNOWN, LC-ESI-UNKNOWN, UNKNOWN
unknown | unknown | unknown | unknown | esi | unknown | UNKNOWN, LC-ESI-UNKNOWN, UNKNOWN
unknown | unknown | unknown | unknown | esi | unknown | UNKNOWN, LC-ESI-UNKNOWN, UNKNOWN
unknown | unknown | unknown | unknown | esi | unknown | UNKNOWN, LC-ESI-UNKNOWN, UNKNOWN
unknown | unknown | unknown | unknown | esi | unknown | UNKNOWN, LC-ESI-UNKNOWN, UNKNOWN
unknown | unknown | unknown | unknown | esi | unknown | UNKNOWN, LC-ESI-UNKNOWN, UNKNOWN
unknown | unknown | unknown | unknown | esi | unknown | UNKNOWN, LC-ESI-UNKNOWN, UNKNOWN
unknown | unknown | unknown | unknown | esi | unknown | UNKNOWN, LC-ESI-UNKNOWN, UNKNOWN
unknown | unknown | unknown | unknown | esi | unknown | UNKNOWN, LC-ESI-UNKNOWN, UNKNOWN
unknown | unknown | unknown | unknown | esi | unknown | UNKNOWN, LC-ESI-UNKNOWN, UNKNOWN
unknown | unknown | unknown | unknown | esi | unknown | UNKNOWN, LC-ESI-UNKNOWN, UNKNOWN
unknown | unknown | unknown | unknown | esi | unknown | UNKNOWN, LC-ESI-UNKNOWN, UNKNOWN
unknown | unknown | unknown | unknown | esi | unknown | UNKNOWN, LC-ESI-UNKNOWN, UNKNOWN
unknown | unknown | unknown | unknown | esi | unknown | UNKNOWN, LC-ESI-UNKNOWN, UNKNOWN
unknown | unknown | unknown | unknown | esi | unknown | UNKNOWN, LC-ESI-UNKNOWN, UNKNOWN
unknown | unknown | unknown | unknown | esi | unknown | UNKNOWN, LC-ESI-UNKNOWN, UNKNOWN
unknown | unknown | unknown | unknown | esi | unknown | UNKNOWN, LC-ESI-UNKNOWN, UNKNOWN
unknown | unknown | unknown | unknown | esi | unknown | UNKNOWN, LC-ESI-UNKNOWN, UNKNOWN
unknown | unknown | unknown | unknown | esi | unknown | UNKNOWN, LC-ESI-UNKNOWN, UNKNOWN
unknown | unknown | unknown | unknown | esi | unknown | UNKNOWN, LC-ESI-UNKNOWN, UNKNOWN
unknown | unknown | unknown | unknown | esi | unknown | UNKNOWN, LC-ESI-UNKNOWN, UNKNOWN
unknown | unknown | unknown | unknown | esi | unknown | UNKNOWN, LC-ESI-UNKNOWN, UNKNOWN
unknown | unknown | unknown | unknown | esi | unknown | UNKNOWN, LC-ESI-UNKNOWN, UNKNOWN
unknown | unknown | unknown | unknown | esi | unknown | UNKNOWN, LC-ESI-UNKNOWN, UNKNOWN
unknown | unknown | unknown | unknown | esi | unknown | UNKNOWN, LC-ESI-UNKNOWN, UNKNOWN
unknown | unknown | unknown | unknown | esi | unknown | UNKNOWN, LC-ESI-UNKNOWN, UNKNOWN
unknown | unknown | unknown | unknown | esi | unknown | UNKNOWN, LC-ESI-UNKNOWN, UNKNOWN
unknown | unknown | unknown | unknown | esi | unknown | UNKNOWN, LC-ESI-UNKNOWN, UNKNOWN
unknown | unknown | unknown | unknown | esi | unknown | UNKNOWN, LC-ESI-UNKNOWN, UNKNOWN
unknown | unknown | unknown | unknown | esi | unknown | UNKNOWN, LC-ESI-UNKNOWN, UNKNOWN
unknown | unknown | unknown | unknown | esi | unknown | UNKNOWN, LC-ESI-UNKNOWN, UNKNOWN
unknown | unknown | unknown | unknown | esi | unknown | UNKNOWN, LC-ESI-UNKNOWN, UNKNOWN
unknown | unknown | unknown | unknown | esi | unknown | UNKNOWN, LC-ESI-UNKNOWN, UNKNOWN
unknown | unknown | unknown | unknown | esi | unknown | UNKNOWN, LC-ESI-UNKNOWN, UNKNOWN
unknown | unknown | unknown | unknown | esi | unknown | UNKNOWN, LC-ESI-UNKNOWN, UNKNOWN
unknown | unknown | unknown | unknown | esi | unknown | UNKNOWN, LC-ESI-UNKNOWN, UNKNOWN
unknown | unknown | unknown | unknown | esi | unknown | UNKNOWN, LC-ESI-UNKNOWN, UNKNOWN
unknown | unknown | unknown | unknown | esi | unknown | UNKNOWN, LC-ESI-UNKNOWN, UNKNOWN
unknown | unknown | unknown | unknown | esi | unknown | UNKNOWN, LC-ESI-UNKNOWN, UNKNOWN
unknown | unknown | unknown | unknown | esi | unknown | UNKNOWN, LC-ESI-UNKNOWN, UNKNOWN
unknown | unknown | unknown | unknown | esi | unknown | UNKNOWN, LC-ESI-UNKNOWN, UNKNOWN
unknown | unknown | unknown | unknown | esi | unknown | UNKNOWN, LC-ESI-UNKNOWN, UNKNOWN
unknown | unknown | unknown | unknown | esi | unknown | UNKNOWN, LC-ESI-UNKNOWN, UNKNOWN
unknown | unknown | unknown | unknown | esi | unknown | UNKNOWN, LC-ESI-UNKNOWN, UNKNOWN
unknown | unknown | unknown | unknown | esi | unknown | UNKNOWN, LC-ESI-UNKNOWN, UNKNOWN
unknown | unknown | unknown | unknown | esi | unknown | UNKNOWN, LC-ESI-UNKNOWN, UNKNOWN
unknown | unknown | unknown | unknown | esi | unknown | UNKNOWN, LC-ESI-UNKNOWN, UNKNOWN
unknown | unknown | unknown | unknown | esi | unknown | UNKNOWN, LC-ESI-UNKNOWN, UNKNOWN
unknown | unknown | unknown | unknown | esi | unknown | UNKNOWN, LC-ESI-UNKNOWN, UNKNOWN
unknown | unknown | unknown | unknown | esi | unknown | UNKNOWN, LC-ESI-UNKNOWN, UNKNOWN
unknown | unknown | unknown | unknown | esi | unknown | UNKNOWN, LC-ESI-UNKNOWN, UNKNOWN
unknown | unknown | unknown | unknown | esi | unknown | UNKNOWN, LC-ESI-UNKNOWN, UNKNOWN
unknown | unknown | unknown | unknown | esi | unknown | UNKNOWN, LC-ESI-UNKNOWN, UNKNOWN
unknown | unknown | unknown | unknown | esi | unknown | UNKNOWN, LC-ESI-UNKNOWN, UNKNOWN
unknown | unknown | unknown | unknown | esi | unknown | UNKNOWN, LC-ESI-UNKNOWN, UNKNOWN
unknown | unknown | unknown | unknown | esi | unknown | UNKNOWN, LC-ESI-UNKNOWN, UNKNOWN
unknown | unknown | unknown | unknown | esi | unknown | UNKNOWN, LC-ESI-UNKNOWN, UNKNOWN
unknown | unknown | unknown | unknown | esi | unknown | UNKNOWN, LC-ESI-UNKNOWN, UNKNOWN
unknown | unknown | unknown | unknown | esi | unknown | UNKNOWN, LC-ESI-UNKNOWN, UNKNOWN
unknown | unknown | unknown | unknown | esi | unknown | UNKNOWN, LC-ESI-UNKNOWN, UNKNOWN
unknown | unknown | unknown | unknown | esi | unknown | UNKNOWN, LC-ESI-UNKNOWN, UNKNOWN
unknown | unknown | unknown | unknown | esi | unknown | UNKNOWN, LC-ESI-UNKNOWN, UNKNOWN
unknown | unknown | unknown | unknown | esi | unknown | UNKNOWN, LC-ESI-UNKNOWN, UNKNOWN
unknown | unknown | unknown | unknown | esi | unknown | UNKNOWN, LC-ESI-UNKNOWN, UNKNOWN
unknown | unknown | unknown | unknown | esi | unknown | UNKNOWN, LC-ESI-UNKNOWN, UNKNOWN
unknown | unknown | unknown | unknown | esi | unknown | UNKNOWN, LC-ESI-UNKNOWN, UNKNOWN
unknown | unknown | unknown | unknown | esi | unknown | UNKNOWN, LC-ESI-UNKNOWN, UNKNOWN
unknown | unknown | unknown | unknown | esi | unknown | UNKNOWN, LC-ESI-UNKNOWN, UNKNOWN
unknown | unknown | unknown | unknown | esi | unknown | UNKNOWN, LC-ESI-UNKNOWN, UNKNOWN
unknown | unknown | unknown | unknown | esi | unknown | UNKNOWN, LC-ESI-UNKNOWN, UNKNOWN
unknown | unknown | unknown | unknown | esi | unknown | UNKNOWN, LC-ESI-UNKNOWN, UNKNOWN
unknown | unknown | unknown | unknown | esi | unknown | UNKNOWN, LC-ESI-UNKNOWN, UNKNOWN
unknown | unknown | unknown | unknown | esi | unknown | UNKNOWN, LC-ESI-UNKNOWN, UNKNOWN
unknown | unknown | unknown | unknown | esi | unknown | UNKNOWN, LC-ESI-UNKNOWN, UNKNOWN
unknown | unknown | unknown | unknown | esi | unknown | UNKNOWN, LC-ESI-UNKNOWN, UNKNOWN
unknown | unknown | unknown | unknown | esi | unknown | UNKNOWN, LC-ESI-UNKNOWN, UNKNOWN
unknown | unknown | unknown | unknown | esi | unknown | UNKNOWN, LC-ESI-UNKNOWN, UNKNOWN
unknown | unknown | unknown | unknown | esi | unknown | UNKNOWN, LC-ESI-UNKNOWN, UNKNOWN
unknown | unknown | unknown | unknown | esi | unknown | UNKNOWN, LC-ESI-UNKNOWN, UNKNOWN
unknown | unknown | unknown | unknown | esi | unknown | UNKNOWN, LC-ESI-UNKNOWN, UNKNOWN
unknown | unknown | unknown | unknown | esi | unknown | UNKNOWN, LC-ESI-UNKNOWN, UNKNOWN
unknown | unknown | unknown | unknown | esi | unknown | UNKNOWN, LC-ESI-UNKNOWN, UNKNOWN
agilent | unknown | lc | unknown | unknown | unknown | Agilent instrument, LC-UNKNOWN-UNKNOWN, UNKNOWN
agilent | unknown | ce | unknown | unknown | unknown | Agilent instrument, CE-UNKNOWN-UNKNOWN, UNKNOWN
agilent | unknown | lc | unknown | unknown | unknown | Agilent instrument, LC-UNKNOWN-UNKNOWN, UNKNOWN
agilent | unknown | lc | unknown | unknown | unknown | Agilent instrument, LC-UNKNOWN-UNKNOWN, UNKNOWN
agilent | unknown | lc | unknown | unknown | unknown | Agilent instrument, LC-UNKNOWN-UNKNOWN, UNKNOWN
agilent | unknown | lc | unknown | unknown | unknown | Agilent instrument, LC-UNKNOWN-UNKNOWN, UNKNOWN
unknown | unknown | unknown | unknown | esi | unknown | UNKNOWN, LC-ESI-UNKNOWN, UNKNOWN
unknown | unknown | unknown | unknown | esi | unknown | UNKNOWN, LC-ESI-UNKNOWN, UNKNOWN
unknown | unknown | unknown | unknown | esi | unknown | UNKNOWN, LC-ESI-UNKNOWN, UNKNOWN
unknown | unknown | unknown | unknown | esi | unknown | UNKNOWN, LC-ESI-UNKNOWN, UNKNOWN
unknown | unknown | unknown | unknown | esi | unknown | UNKNOWN, LC-ESI-UNKNOWN, UNKNOWN
unknown | unknown | unknown | unknown | esi | unknown | UNKNOWN, LC-ESI-UNKNOWN, UNKNOWN
unknown | unknown | unknown | unknown | esi | unknown | UNKNOWN, LC-ESI-UNKNOWN, UNKNOWN
unknown | unknown | unknown | unknown | esi | unknown | UNKNOWN, LC-ESI-UNKNOWN, UNKNOWN
agilent | unknown | lc | unknown | unknown | unknown | Agilent instrument, LC-UNKNOWN-UNKNOWN, UNKNOWN
agilent | unknown | lc | unknown | unknown | unknown | Agilent instrument, LC-UNKNOWN-UNKNOWN, UNKNOWN
agilent | unknown | lc | unknown | unknown | unknown | Agilent instrument, LC-UNKNOWN-UNKNOWN, UNKNOWN
agilent | unknown | lc | unknown | unknown | unknown | Agilent instrument, LC-UNKNOWN-UNKNOWN, UNKNOWN
agilent | unknown | lc | unknown | unknown | unknown | Agilent instrument, LC-UNKNOWN-UNKNOWN, UNKNOWN
agilent | unknown | lc | unknown | unknown | unknown | Agilent instrument, LC-UNKNOWN-UNKNOWN, UNKNOWN
agilent | unknown | lc | unknown | unknown | unknown | Agilent instrument, LC-UNKNOWN-UNKNOWN, UNKNOWN
agilent | unknown | lc | unknown | unknown | unknown | Agilent instrument, LC-UNKNOWN-UNKNOWN, UNKNOWN
agilent | unknown | lc | unknown | unknown | unknown | Agilent instrument, LC-UNKNOWN-UNKNOWN, UNKNOWN
agilent | unknown | lc | unknown | unknown | unknown | Agilent instrument, LC-UNKNOWN-UNKNOWN, UNKNOWN
agilent | unknown | lc | unknown | unknown | unknown | Agilent instrument, LC-UNKNOWN-UNKNOWN, UNKNOWN
agilent | unknown | lc | unknown | unknown | unknown | Agilent instrument, LC-UNKNOWN-UNKNOWN, UNKNOWN
agilent | unknown | lc | unknown | unknown | unknown | Agilent instrument, LC-UNKNOWN-UNKNOWN, UNKNOWN
agilent | unknown | lc | unknown | unknown | unknown | Agilent instrument, LC-UNKNOWN-UNKNOWN, UNKNOWN
agilent | unknown | lc | unknown | unknown | unknown | Agilent instrument, LC-UNKNOWN-UNKNOWN, UNKNOWN
agilent | unknown | lc | unknown | unknown | unknown | Agilent instrument, LC-UNKNOWN-UNKNOWN, UNKNOWN
agilent | unknown | lc | unknown | unknown | unknown | Agilent instrument, LC-UNKNOWN-UNKNOWN, UNKNOWN
agilent | unknown | lc | unknown | unknown | unknown | Agilent instrument, LC-UNKNOWN-UNKNOWN, UNKNOWN
agilent | unknown | lc | unknown | unknown | unknown | Agilent instrument, LC-UNKNOWN-UNKNOWN, UNKNOWN
agilent | unknown | lc | unknown | unknown | unknown | Agilent instrument, LC-UNKNOWN-UNKNOWN, UNKNOWN
agilent | unknown | lc | unknown | unknown | unknown | Agilent instrument, LC-UNKNOWN-UNKNOWN, UNKNOWN
agilent | unknown | lc | unknown | unknown | unknown | Agilent instrument, LC-UNKNOWN-UNKNOWN, UNKNOWN
agilent | unknown | lc | unknown | unknown | unknown | Agilent instrument, LC-UNKNOWN-UNKNOWN, UNKNOWN
agilent | unknown | lc | unknown | unknown | unknown | Agilent instrument, LC-UNKNOWN-UNKNOWN, UNKNOWN
agilent | unknown | lc | unknown | unknown | unknown | Agilent instrument, LC-UNKNOWN-UNKNOWN, UNKNOWN
agilent | unknown | lc | unknown | unknown | unknown | Agilent instrument, LC-UNKNOWN-UNKNOWN, UNKNOWN
agilent | unknown | lc | unknown | unknown | unknown | Agilent instrument, LC-UNKNOWN-UNKNOWN, UNKNOWN
agilent | unknown | lc | unknown | unknown | unknown | Agilent instrument, LC-UNKNOWN-UNKNOWN, UNKNOWN
agilent | unknown | lc | unknown | unknown | unknown | Agilent instrument, LC-UNKNOWN-UNKNOWN, UNKNOWN
agilent | unknown | lc | unknown | unknown | unknown | Agilent instrument, LC-UNKNOWN-UNKNOWN, UNKNOWN
agilent | unknown | lc | unknown | unknown | unknown | Agilent instrument, LC-UNKNOWN-UNKNOWN, UNKNOWN
agilent | unknown | lc | unknown | unknown | unknown | Agilent instrument, LC-UNKNOWN-UNKNOWN, UNKNOWN
agilent | unknown | lc | unknown | unknown | unknown | Agilent instrument, LC-UNKNOWN-UNKNOWN, UNKNOWN
agilent | unknown | lc | unknown | unknown | unknown | Agilent instrument, LC-UNKNOWN-UNKNOWN, UNKNOWN
agilent | unknown | lc | unknown | unknown | unknown | Agilent instrument, LC-UNKNOWN-UNKNOWN, UNKNOWN
agilent | unknown | lc | unknown | unknown | unknown | Agilent instrument, LC-UNKNOWN-UNKNOWN, UNKNOWN
agilent | unknown | lc | unknown | unknown | unknown | Agilent instrument, LC-UNKNOWN-UNKNOWN, UNKNOWN
agilent | unknown | lc | unknown | unknown | unknown | Agilent instrument, LC-UNKNOWN-UNKNOWN, UNKNOWN
agilent | unknown | lc | unknown | unknown | unknown | Agilent instrument, LC-UNKNOWN-UNKNOWN, UNKNOWN
agilent | unknown | lc | unknown | unknown | unknown | Agilent instrument, LC-UNKNOWN-UNKNOWN, UNKNOWN
agilent | unknown | lc | unknown | unknown | unknown | Agilent instrument, LC-UNKNOWN-UNKNOWN, UNKNOWN
agilent | unknown | lc | unknown | unknown | unknown | Agilent instrument, LC-UNKNOWN-UNKNOWN, UNKNOWN
agilent | unknown | lc | unknown | unknown | unknown | Agilent instrument, LC-UNKNOWN-UNKNOWN, UNKNOWN
agilent | unknown | lc | unknown | unknown | unknown | Agilent instrument, LC-UNKNOWN-UNKNOWN, UNKNOWN
agilent | unknown | lc | unknown | unknown | unknown | Agilent instrument, LC-UNKNOWN-UNKNOWN, UNKNOWN
agilent | unknown | lc | unknown | unknown | unknown | Agilent instrument, LC-UNKNOWN-UNKNOWN, UNKNOWN
agilent | unknown | lc | unknown | unknown | unknown | Agilent instrument, LC-UNKNOWN-UNKNOWN, UNKNOWN
agilent | unknown | lc | unknown | unknown | unknown | Agilent instrument, LC-UNKNOWN-UNKNOWN, UNKNOWN
agilent | unknown | lc | unknown | unknown | unknown | Agilent instrument, LC-UNKNOWN-UNKNOWN, UNKNOWN
agilent | unknown | lc | unknown | unknown | unknown | Agilent instrument, LC-UNKNOWN-UNKNOWN, UNKNOWN
agilent | unknown | lc | unknown | unknown | unknown | Agilent instrument, LC-UNKNOWN-UNKNOWN, UNKNOWN
agilent | unknown | lc | unknown | unknown | unknown | Agilent instrument, LC-UNKNOWN-UNKNOWN, UNKNOWN
agilent | unknown | lc | unknown | unknown | unknown | Agilent instrument, LC-UNKNOWN-UNKNOWN, UNKNOWN
agilent | unknown | lc | unknown | unknown | unknown | Agilent instrument, LC-UNKNOWN-UNKNOWN, UNKNOWN
agilent | unknown | lc | unknown | unknown | unknown | Agilent instrument, LC-UNKNOWN-UNKNOWN, UNKNOWN
agilent | unknown | lc | unknown | unknown | unknown | Agilent instrument, LC-UNKNOWN-UNKNOWN, UNKNOWN
agilent | unknown | lc | unknown | unknown | unknown | Agilent instrument, LC-UNKNOWN-UNKNOWN, UNKNOWN
agilent | unknown | lc | unknown | unknown | unknown | Agilent instrument, LC-UNKNOWN-UNKNOWN, UNKNOWN
agilent | unknown | lc | unknown | unknown | unknown | Agilent instrument, LC-UNKNOWN-UNKNOWN, UNKNOWN
agilent | unknown | lc | unknown | unknown | unknown | Agilent instrument, LC-UNKNOWN-UNKNOWN, UNKNOWN
agilent | unknown | lc | unknown | unknown | unknown | Agilent instrument, LC-UNKNOWN-UNKNOWN, UNKNOWN
agilent | unknown | lc | unknown | unknown | unknown | Agilent instrument, LC-UNKNOWN-UNKNOWN, UNKNOWN
agilent | unknown | lc | unknown | unknown | unknown | Agilent instrument, LC-UNKNOWN-UNKNOWN, UNKNOWN
agilent | unknown | lc | unknown | unknown | unknown | Agilent instrument, LC-UNKNOWN-UNKNOWN, UNKNOWN
agilent | unknown | lc | unknown | unknown | unknown | Agilent instrument, LC-UNKNOWN-UNKNOWN, UNKNOWN
agilent | unknown | lc | unknown | unknown | unknown | Agilent instrument, LC-UNKNOWN-UNKNOWN, UNKNOWN
agilent | unknown | lc | unknown | unknown | unknown | Agilent instrument, LC-UNKNOWN-UNKNOWN, UNKNOWN
agilent | unknown | lc | unknown | unknown | unknown | Agilent instrument, LC-UNKNOWN-UNKNOWN, UNKNOWN
agilent | unknown | lc | unknown | unknown | unknown | Agilent instrument, LC-UNKNOWN-UNKNOWN, UNKNOWN
agilent | unknown | lc | unknown | unknown | unknown | Agilent instrument, LC-UNKNOWN-UNKNOWN, UNKNOWN
agilent | unknown | lc | unknown | unknown | unknown | Agilent instrument, LC-UNKNOWN-UNKNOWN, UNKNOWN
agilent | unknown | lc | unknown | unknown | unknown | Agilent instrument, LC-UNKNOWN-UNKNOWN, UNKNOWN
agilent | unknown | lc | unknown | unknown | unknown | Agilent instrument, LC-UNKNOWN-UNKNOWN, UNKNOWN
agilent | unknown | lc | unknown | unknown | unknown | Agilent instrument, LC-UNKNOWN-UNKNOWN, UNKNOWN
agilent | unknown | lc | unknown | unknown | unknown | Agilent instrument, LC-UNKNOWN-UNKNOWN, UNKNOWN
agilent | unknown | lc | unknown | unknown | unknown | Agilent instrument, LC-UNKNOWN-UNKNOWN, UNKNOWN
agilent | unknown | lc | unknown | unknown | unknown | Agilent instrument, LC-UNKNOWN-UNKNOWN, UNKNOWN
agilent | unknown | lc | unknown | unknown | unknown | Agilent instrument, LC-UNKNOWN-UNKNOWN, UNKNOWN
agilent | unknown | lc | unknown | unknown | unknown | Agilent instrument, LC-UNKNOWN-UNKNOWN, UNKNOWN
agilent | unknown | lc | unknown | unknown | unknown | Agilent instrument, LC-UNKNOWN-UNKNOWN, UNKNOWN
agilent | unknown | lc | unknown | unknown | unknown | Agilent instrument, LC-UNKNOWN-UNKNOWN, UNKNOWN
agilent | unknown | lc | unknown | unknown | unknown | Agilent instrument, LC-UNKNOWN-UNKNOWN, UNKNOWN
agilent | unknown | lc | unknown | unknown | unknown | Agilent instrument, LC-UNKNOWN-UNKNOWN, UNKNOWN
agilent | unknown | lc | unknown | unknown | unknown | Agilent instrument, LC-UNKNOWN-UNKNOWN, UNKNOWN
agilent | unknown | lc | unknown | unknown | unknown | Agilent instrument, LC-UNKNOWN-UNKNOWN, UNKNOWN
agilent | unknown | lc | unknown | unknown | unknown | Agilent instrument, LC-UNKNOWN-UNKNOWN, UNKNOWN
agilent | unknown | lc | unknown | unknown | unknown | Agilent instrument, LC-UNKNOWN-UNKNOWN, UNKNOWN
agilent | unknown | lc | unknown | unknown | unknown | Agilent instrument, LC-UNKNOWN-UNKNOWN, UNKNOWN
agilent | unknown | lc | unknown | unknown | unknown | Agilent instrument, LC-UNKNOWN-UNKNOWN, UNKNOWN
agilent | unknown | lc | unknown | unknown | unknown | Agilent instrument, LC-UNKNOWN-UNKNOWN, UNKNOWN
agilent | unknown | lc | unknown | unknown | unknown | Agilent instrument, LC-UNKNOWN-UNKNOWN, UNKNOWN
agilent | unknown | lc | unknown | unknown | unknown | Agilent instrument, LC-UNKNOWN-UNKNOWN, UNKNOWN
agilent | unknown | lc | unknown | unknown | unknown | Agilent instrument, LC-UNKNOWN-UNKNOWN, UNKNOWN
agilent | unknown | lc | unknown | unknown | unknown | Agilent instrument, LC-UNKNOWN-UNKNOWN, UNKNOWN
agilent | unknown | lc | unknown | unknown | unknown | Agilent instrument, LC-UNKNOWN-UNKNOWN, UNKNOWN
agilent | unknown | lc | unknown | unknown | unknown | Agilent instrument, LC-UNKNOWN-UNKNOWN, UNKNOWN
agilent | unknown | lc | unknown | unknown | unknown | Agilent instrument, LC-UNKNOWN-UNKNOWN, UNKNOWN
agilent | unknown | lc | unknown | unknown | unknown | Agilent instrument, LC-UNKNOWN-UNKNOWN, UNKNOWN
agilent | unknown | lc | unknown | unknown | unknown | Agilent instrument, LC-UNKNOWN-UNKNOWN, UNKNOWN
agilent | unknown | lc | unknown | unknown | unknown | Agilent instrument, LC-UNKNOWN-UNKNOWN, UNKNOWN
agilent | unknown | lc | unknown | unknown | unknown | Agilent instrument, LC-UNKNOWN-UNKNOWN, UNKNOWN
agilent | unknown | lc | unknown | unknown | unknown | Agilent instrument, LC-UNKNOWN-UNKNOWN, UNKNOWN
agilent | unknown | lc | unknown | unknown | unknown | Agilent instrument, LC-UNKNOWN-UNKNOWN, UNKNOWN
agilent | unknown | lc | unknown | unknown | unknown | Agilent instrument, LC-UNKNOWN-UNKNOWN, UNKNOWN
agilent | unknown | lc | unknown | unknown | unknown | Agilent instrument, LC-UNKNOWN-UNKNOWN, UNKNOWN
agilent | unknown | lc | unknown | unknown | unknown | Agilent instrument, LC-UNKNOWN-UNKNOWN, UNKNOWN
agilent | unknown | lc | unknown | unknown | unknown | Agilent instrument, LC-UNKNOWN-UNKNOWN, UNKNOWN
agilent | unknown | lc | unknown | unknown | unknown | Agilent instrument, LC-UNKNOWN-UNKNOWN, UNKNOWN
agilent | unknown | lc | unknown | unknown | unknown | Agilent instrument, LC-UNKNOWN-UNKNOWN, UNKNOWN
agilent | unknown | lc | unknown | unknown | unknown | Agilent instrument, LC-UNKNOWN-UNKNOWN, UNKNOWN
agilent | unknown | lc | unknown | unknown | unknown | Agilent instrument, LC-UNKNOWN-UNKNOWN, UNKNOWN
agilent | unknown | lc | unknown | unknown | unknown | Agilent instrument, LC-UNKNOWN-UNKNOWN, UNKNOWN
agilent | unknown | lc | unknown | unknown | unknown | Agilent instrument, LC-UNKNOWN-UNKNOWN, UNKNOWN
agilent | unknown | lc | unknown | unknown | unknown | Agilent instrument, LC-UNKNOWN-UNKNOWN, UNKNOWN
agilent | unknown | lc | unknown | unknown | unknown | Agilent instrument, LC-UNKNOWN-UNKNOWN, UNKNOWN
agilent | unknown | lc | unknown | unknown | unknown | Agilent instrument, LC-UNKNOWN-UNKNOWN, UNKNOWN
agilent | unknown | lc | unknown | unknown | unknown | Agilent instrument, LC-UNKNOWN-UNKNOWN, UNKNOWN
agilent | unknown | lc | unknown | unknown | unknown | Agilent instrument, LC-UNKNOWN-UNKNOWN, UNKNOWN
agilent | unknown | lc | unknown | unknown | unknown | Agilent instrument, LC-UNKNOWN-UNKNOWN, UNKNOWN
agilent | unknown | lc | unknown | unknown | unknown | Agilent instrument, LC-UNKNOWN-UNKNOWN, UNKNOWN
agilent | unknown | lc | unknown | unknown | unknown | Agilent instrument, LC-UNKNOWN-UNKNOWN, UNKNOWN
agilent | unknown | lc | unknown | unknown | unknown | Agilent instrument, LC-UNKNOWN-UNKNOWN, UNKNOWN
agilent | unknown | lc | unknown | unknown | unknown | Agilent instrument, LC-UNKNOWN-UNKNOWN, UNKNOWN
agilent | unknown | lc | unknown | unknown | unknown | Agilent instrument, LC-UNKNOWN-UNKNOWN, UNKNOWN
agilent | unknown | lc | unknown | unknown | unknown | Agilent instrument, LC-UNKNOWN-UNKNOWN, UNKNOWN
agilent | unknown | lc | unknown | unknown | unknown | Agilent instrument, LC-UNKNOWN-UNKNOWN, UNKNOWN
agilent | unknown | lc | unknown | unknown | unknown | Agilent instrument, LC-UNKNOWN-UNKNOWN, UNKNOWN
agilent | unknown | lc | unknown | unknown | unknown | Agilent instrument, LC-UNKNOWN-UNKNOWN, UNKNOWN
agilent | unknown | lc | unknown | unknown | unknown | Agilent instrument, LC-UNKNOWN-UNKNOWN, UNKNOWN
agilent | unknown | lc | unknown | unknown | unknown | Agilent instrument, LC-UNKNOWN-UNKNOWN, UNKNOWN
agilent | unknown | lc | unknown | unknown | unknown | Agilent instrument, LC-UNKNOWN-UNKNOWN, UNKNOWN
agilent | unknown | lc | unknown | unknown | unknown | Agilent instrument, LC-UNKNOWN-UNKNOWN, UNKNOWN
agilent | unknown | lc | unknown | unknown | unknown | Agilent instrument, LC-UNKNOWN-UNKNOWN, UNKNOWN
agilent | unknown | lc | unknown | unknown | unknown | Agilent instrument, LC-UNKNOWN-UNKNOWN, UNKNOWN
agilent | unknown | lc | unknown | unknown | unknown | Agilent instrument, LC-UNKNOWN-UNKNOWN, UNKNOWN
agilent | unknown | lc | unknown | unknown | unknown | Agilent instrument, LC-UNKNOWN-UNKNOWN, UNKNOWN
agilent | unknown | lc | unknown | unknown | unknown | Agilent instrument, LC-UNKNOWN-UNKNOWN, UNKNOWN
agilent | unknown | lc | unknown | unknown | unknown | Agilent instrument, LC-UNKNOWN-UNKNOWN, UNKNOWN
agilent | unknown | lc | unknown | unknown | unknown | Agilent instrument, LC-UNKNOWN-UNKNOWN, UNKNOWN
agilent | unknown | lc | unknown | unknown | unknown | Agilent instrument, LC-UNKNOWN-UNKNOWN, UNKNOWN
agilent | unknown | lc | unknown | unknown | unknown | Agilent instrument, LC-UNKNOWN-UNKNOWN, UNKNOWN
agilent | unknown | lc | unknown | unknown | unknown | Agilent instrument, LC-UNKNOWN-UNKNOWN, UNKNOWN
agilent | unknown | lc | unknown | unknown | unknown | Agilent instrument, LC-UNKNOWN-UNKNOWN, UNKNOWN
agilent | unknown | lc | unknown | unknown | unknown | Agilent instrument, LC-UNKNOWN-UNKNOWN, UNKNOWN
agilent | unknown | unknown | qtof | unknown | unknown | Agilent instrument, UNKNOWN-UNKNOWN-QTOF, UNKNOWN
agilent | unknown | unknown | qtof | unknown | unknown | Agilent instrument, UNKNOWN-UNKNOWN-QTOF, UNKNOWN
agilent | unknown | unknown | qtof | unknown | unknown | Agilent instrument, UNKNOWN-UNKNOWN-QTOF, UNKNOWN
agilent | unknown | unknown | qtof | unknown | unknown | Agilent instrument, UNKNOWN-UNKNOWN-QTOF, UNKNOWN
agilent | unknown | unknown | qtof | unknown | unknown | Agilent instrument, UNKNOWN-UNKNOWN-QTOF, UNKNOWN
agilent | unknown | unknown | qit | unknown | unknown | Agilent instrument, UNKNOWN-UNKNOWN-QIT, UNKNOWN
agilent | unknown | unknown | qit | unknown | unknown | Agilent instrument, UNKNOWN-UNKNOWN-QIT, UNKNOWN
agilent | unknown | unknown | it | unknown | unknown | Agilent instrument, UNKNOWN-UNKNOWN-IT, UNKNOWN
agilent | unknown | unknown | qit | unknown | unknown | Agilent instrument, UNKNOWN-UNKNOWN-QIT, UNKNOWN
agilent | unknown | lc | unknown | unknown | unknown | Agilent instrument, LC-UNKNOWN-UNKNOWN, UNKNOWN
agilent | unknown | ce | unknown | unknown | unknown | Agilent instrument, CE-UNKNOWN-UNKNOWN, UNKNOWN
agilent | unknown | lc | unknown | unknown | unknown | Agilent instrument, LC-UNKNOWN-UNKNOWN, UNKNOWN
agilent | unknown | lc | unknown | unknown | unknown | Agilent instrument, LC-UNKNOWN-UNKNOWN, UNKNOWN
agilent | unknown | lc | unknown | unknown | unknown | Agilent instrument, LC-UNKNOWN-UNKNOWN, UNKNOWN
agilent | unknown | lc | unknown | unknown | unknown | Agilent instrument, LC-UNKNOWN-UNKNOWN, UNKNOWN
agilent | unknown | unknown | qtof | unknown | unknown | Agilent instrument, UNKNOWN-UNKNOWN-QTOF, UNKNOWN
agilent | unknown | unknown | qtof | unknown | unknown | Agilent instrument, UNKNOWN-UNKNOWN-QTOF, UNKNOWN
agilent | unknown | unknown | qtof | unknown | unknown | Agilent instrument, UNKNOWN-UNKNOWN-QTOF, UNKNOWN
agilent | unknown | unknown | qtof | unknown | unknown | Agilent instrument, UNKNOWN-UNKNOWN-QTOF, UNKNOWN
agilent | unknown | unknown | qtof | unknown | unknown | Agilent instrument, UNKNOWN-UNKNOWN-QTOF, UNKNOWN
agilent | unknown | unknown | qtof | unknown | unknown | Agilent instrument, UNKNOWN-UNKNOWN-QTOF, UNKNOWN
agilent | unknown | unknown | qtof | unknown | unknown | Agilent instrument, UNKNOWN-UNKNOWN-QTOF, UNKNOWN
agilent | unknown | unknown | qtof | unknown | unknown | Agilent instrument, UNKNOWN-UNKNOWN-QTOF, UNKNOWN
agilent | unknown | unknown | qtof | unknown | unknown | Agilent instrument, UNKNOWN-UNKNOWN-QTOF, UNKNOWN
agilent | unknown | unknown | qtof | unknown | unknown | Agilent instrument, UNKNOWN-UNKNOWN-QTOF, UNKNOWN
agilent | unknown | unknown | qtof | unknown | unknown | Agilent instrument, UNKNOWN-UNKNOWN-QTOF, UNKNOWN
agilent | unknown | unknown | qtof | unknown | unknown | Agilent instrument, UNKNOWN-UNKNOWN-QTOF, UNKNOWN
agilent | unknown | unknown | qtof | unknown | unknown | Agilent instrument, UNKNOWN-UNKNOWN-QTOF, UNKNOWN
agilent | unknown | unknown | qtof | unknown | unknown | Agilent instrument, UNKNOWN-UNKNOWN-QTOF, UNKNOWN
agilent | unknown | unknown | qtof | unknown | unknown | Agilent instrument, UNKNOWN-UNKNOWN-QTOF, UNKNOWN
agilent | unknown | unknown | qtof | unknown | unknown | Agilent instrument, UNKNOWN-UNKNOWN-QTOF, UNKNOWN
agilent | unknown | unknown | qtof | unknown | unknown | Agilent instrument, UNKNOWN-UNKNOWN-QTOF, UNKNOWN
agilent | unknown | unknown | qtof | unknown | unknown | Agilent instrument, UNKNOWN-UNKNOWN-QTOF, UNKNOWN
agilent | unknown | unknown | qtof | unknown | unknown | Agilent instrument, UNKNOWN-UNKNOWN-QTOF, UNKNOWN
agilent | unknown | unknown | qtof | unknown | unknown | Agilent instrument, UNKNOWN-UNKNOWN-QTOF, UNKNOWN
agilent | unknown | unknown | qtof | unknown | unknown | Agilent instrument, UNKNOWN-UNKNOWN-QTOF, UNKNOWN
agilent | unknown | unknown | qtof | unknown | unknown | Agilent instrument, UNKNOWN-UNKNOWN-QTOF, UNKNOWN
agilent | unknown | unknown | qtof | unknown | unknown | Agilent instrument, UNKNOWN-UNKNOWN-QTOF, UNKNOWN
agilent | unknown | unknown | qtof | unknown | unknown | Agilent instrument, UNKNOWN-UNKNOWN-QTOF, UNKNOWN
agilent | unknown | unknown | qtof | unknown | unknown | Agilent instrument, UNKNOWN-UNKNOWN-QTOF, UNKNOWN
agilent | unknown | unknown | qtof | unknown | unknown | Agilent instrument, UNKNOWN-UNKNOWN-QTOF, UNKNOWN
agilent | unknown | unknown | qtof | unknown | unknown | Agilent instrument, UNKNOWN-UNKNOWN-QTOF, UNKNOWN
agilent | unknown | unknown | qtof | unknown | unknown | Agilent instrument, UNKNOWN-UNKNOWN-QTOF, UNKNOWN
agilent | unknown | unknown | qtof | unknown | unknown | Agilent instrument, UNKNOWN-UNKNOWN-QTOF, UNKNOWN
agilent | unknown | unknown | qtof | unknown | unknown | Agilent instrument, UNKNOWN-UNKNOWN-QTOF, UNKNOWN
agilent | unknown | unknown | qtof | unknown | unknown | Agilent instrument, UNKNOWN-UNKNOWN-QTOF, UNKNOWN
agilent | unknown | unknown | qtof | unknown | unknown | Agilent instrument, UNKNOWN-UNKNOWN-QTOF, UNKNOWN
agilent | unknown | unknown | qtof | unknown | unknown | Agilent instrument, UNKNOWN-UNKNOWN-QTOF, UNKNOWN
agilent | unknown | unknown | qtof | unknown | unknown | Agilent instrument, UNKNOWN-UNKNOWN-QTOF, UNKNOWN
agilent | unknown | unknown | qtof | unknown | unknown | Agilent instrument, UNKNOWN-UNKNOWN-QTOF, UNKNOWN
agilent | unknown | unknown | qtof | unknown | unknown | Agilent instrument, UNKNOWN-UNKNOWN-QTOF, UNKNOWN
agilent | unknown | unknown | qtof | unknown | unknown | Agilent instrument, UNKNOWN-UNKNOWN-QTOF, UNKNOWN
agilent | unknown | unknown | qtof | unknown | unknown | Agilent instrument, UNKNOWN-UNKNOWN-QTOF, UNKNOWN
agilent | unknown | unknown | qtof | unknown | unknown | Agilent instrument, UNKNOWN-UNKNOWN-QTOF, UNKNOWN
agilent | unknown | unknown | qtof | unknown | unknown | Agilent instrument, UNKNOWN-UNKNOWN-QTOF, UNKNOWN
agilent | unknown | unknown | qtof | unknown | unknown | Agilent instrument, UNKNOWN-UNKNOWN-QTOF, UNKNOWN
agilent | unknown | unknown | qtof | unknown | unknown | Agilent instrument, UNKNOWN-UNKNOWN-QTOF, UNKNOWN
agilent | unknown | unknown | qtof | unknown | unknown | Agilent instrument, UNKNOWN-UNKNOWN-QTOF, UNKNOWN
agilent | unknown | unknown | qtof | unknown | unknown | Agilent instrument, UNKNOWN-UNKNOWN-QTOF, UNKNOWN
agilent | unknown | unknown | qtof | unknown | unknown | Agilent instrument, UNKNOWN-UNKNOWN-QTOF, UNKNOWN
agilent | unknown | unknown | qtof | unknown | unknown | Agilent instrument, UNKNOWN-UNKNOWN-QTOF, UNKNOWN
agilent | unknown | unknown | qtof | unknown | unknown | Agilent instrument, UNKNOWN-UNKNOWN-QTOF, UNKNOWN
agilent | unknown | unknown | qtof | unknown | unknown | Agilent instrument, UNKNOWN-UNKNOWN-QTOF, UNKNOWN
agilent | unknown | unknown | qtof | unknown | unknown | Agilent instrument, UNKNOWN-UNKNOWN-QTOF, UNKNOWN
agilent | unknown | unknown | qtof | unknown | unknown | Agilent instrument, UNKNOWN-UNKNOWN-QTOF, UNKNOWN
agilent | unknown | unknown | qtof | unknown | unknown | Agilent instrument, UNKNOWN-UNKNOWN-QTOF, UNKNOWN
agilent | unknown | unknown | qtof | unknown | unknown | Agilent instrument, UNKNOWN-UNKNOWN-QTOF, UNKNOWN
agilent | unknown | unknown | qtof | unknown | unknown | Agilent instrument, UNKNOWN-UNKNOWN-QTOF, UNKNOWN
agilent | unknown | unknown | qtof | unknown | unknown | Agilent instrument, UNKNOWN-UNKNOWN-QTOF, UNKNOWN
agilent | unknown | unknown | qtof | unknown | unknown | Agilent instrument, UNKNOWN-UNKNOWN-QTOF, UNKNOWN
agilent | unknown | unknown | qtof | unknown | unknown | Agilent instrument, UNKNOWN-UNKNOWN-QTOF, UNKNOWN
agilent | unknown | unknown | qtof | unknown | unknown | Agilent instrument, UNKNOWN-UNKNOWN-QTOF, UNKNOWN
agilent | unknown | unknown | qtof | unknown | unknown | Agilent instrument, UNKNOWN-UNKNOWN-QTOF, UNKNOWN
agilent | unknown | unknown | qtof | unknown | unknown | Agilent instrument, UNKNOWN-UNKNOWN-QTOF, UNKNOWN
agilent | unknown | unknown | qtof | unknown | unknown | Agilent instrument, UNKNOWN-UNKNOWN-QTOF, UNKNOWN
agilent | unknown | unknown | qtof | unknown | unknown | Agilent instrument, UNKNOWN-UNKNOWN-QTOF, UNKNOWN
agilent | unknown | unknown | qtof | unknown | unknown | Agilent instrument, UNKNOWN-UNKNOWN-QTOF, UNKNOWN
agilent | unknown | unknown | qtof | unknown | unknown | Agilent instrument, UNKNOWN-UNKNOWN-QTOF, UNKNOWN
agilent | unknown | unknown | qtof | unknown | unknown | Agilent instrument, UNKNOWN-UNKNOWN-QTOF, UNKNOWN
agilent | unknown | unknown | qtof | unknown | unknown | Agilent instrument, UNKNOWN-UNKNOWN-QTOF, UNKNOWN
agilent | unknown | unknown | qtof | unknown | unknown | Agilent instrument, UNKNOWN-UNKNOWN-QTOF, UNKNOWN
agilent | unknown | unknown | qtof | unknown | unknown | Agilent instrument, UNKNOWN-UNKNOWN-QTOF, UNKNOWN
agilent | unknown | unknown | qtof | unknown | unknown | Agilent instrument, UNKNOWN-UNKNOWN-QTOF, UNKNOWN
agilent | unknown | unknown | qtof | unknown | unknown | Agilent instrument, UNKNOWN-UNKNOWN-QTOF, UNKNOWN
agilent | unknown | unknown | qtof | unknown | unknown | Agilent instrument, UNKNOWN-UNKNOWN-QTOF, UNKNOWN
agilent | unknown | unknown | qtof | unknown | unknown | Agilent instrument, UNKNOWN-UNKNOWN-QTOF, UNKNOWN
agilent | unknown | unknown | qtof | unknown | unknown | Agilent instrument, UNKNOWN-UNKNOWN-QTOF, UNKNOWN
agilent | unknown | unknown | qtof | unknown | unknown | Agilent instrument, UNKNOWN-UNKNOWN-QTOF, UNKNOWN
agilent | unknown | unknown | qtof | unknown | unknown | Agilent instrument, UNKNOWN-UNKNOWN-QTOF, UNKNOWN
agilent | unknown | unknown | qtof | unknown | unknown | Agilent instrument, UNKNOWN-UNKNOWN-QTOF, UNKNOWN
agilent | unknown | unknown | qtof | unknown | unknown | Agilent instrument, UNKNOWN-UNKNOWN-QTOF, UNKNOWN
agilent | unknown | unknown | qtof | unknown | unknown | Agilent instrument, UNKNOWN-UNKNOWN-QTOF, UNKNOWN
agilent | unknown | unknown | qtof | unknown | unknown | Agilent instrument, UNKNOWN-UNKNOWN-QTOF, UNKNOWN
agilent | unknown | unknown | qtof | unknown | unknown | Agilent instrument, UNKNOWN-UNKNOWN-QTOF, UNKNOWN
agilent | unknown | unknown | qtof | unknown | unknown | Agilent instrument, UNKNOWN-UNKNOWN-QTOF, UNKNOWN
agilent | unknown | unknown | qtof | unknown | unknown | Agilent instrument, UNKNOWN-UNKNOWN-QTOF, UNKNOWN
agilent | unknown | unknown | qtof | unknown | unknown | Agilent instrument, UNKNOWN-UNKNOWN-QTOF, UNKNOWN
agilent | unknown | unknown | qtof | unknown | unknown | Agilent instrument, UNKNOWN-UNKNOWN-QTOF, UNKNOWN
agilent | unknown | unknown | qtof | unknown | unknown | Agilent instrument, UNKNOWN-UNKNOWN-QTOF, UNKNOWN
agilent | unknown | unknown | qtof | unknown | unknown | Agilent instrument, UNKNOWN-UNKNOWN-QTOF, UNKNOWN
agilent | unknown | unknown | qtof | unknown | unknown | Agilent instrument, UNKNOWN-UNKNOWN-QTOF, UNKNOWN
agilent | unknown | unknown | qtof | unknown | unknown | Agilent instrument, UNKNOWN-UNKNOWN-QTOF, UNKNOWN
agilent | unknown | unknown | qtof | unknown | unknown | Agilent instrument, UNKNOWN-UNKNOWN-QTOF, UNKNOWN
agilent | unknown | unknown | qtof | unknown | unknown | Agilent instrument, UNKNOWN-UNKNOWN-QTOF, UNKNOWN
agilent | unknown | unknown | qtof | unknown | unknown | Agilent instrument, UNKNOWN-UNKNOWN-QTOF, UNKNOWN
agilent | unknown | unknown | qtof | unknown | unknown | Agilent instrument, UNKNOWN-UNKNOWN-QTOF, UNKNOWN
agilent | unknown | unknown | qtof | unknown | unknown | Agilent instrument, UNKNOWN-UNKNOWN-QTOF, UNKNOWN
agilent | unknown | unknown | qtof | unknown | unknown | Agilent instrument, UNKNOWN-UNKNOWN-QTOF, UNKNOWN
agilent | unknown | unknown | qtof | unknown | unknown | Agilent instrument, UNKNOWN-UNKNOWN-QTOF, UNKNOWN
agilent | unknown | unknown | qtof | unknown | unknown | Agilent instrument, UNKNOWN-UNKNOWN-QTOF, UNKNOWN
agilent | unknown | unknown | qtof | unknown | unknown | Agilent instrument, UNKNOWN-UNKNOWN-QTOF, UNKNOWN
agilent | unknown | unknown | qtof | unknown | unknown | Agilent instrument, UNKNOWN-UNKNOWN-QTOF, UNKNOWN
agilent | unknown | unknown | qtof | unknown | unknown | Agilent instrument, UNKNOWN-UNKNOWN-QTOF, UNKNOWN
agilent | unknown | unknown | qtof | unknown | unknown | Agilent instrument, UNKNOWN-UNKNOWN-QTOF, UNKNOWN
agilent | unknown | unknown | qtof | unknown | unknown | Agilent instrument, UNKNOWN-UNKNOWN-QTOF, UNKNOWN
agilent | unknown | unknown | qtof | unknown | unknown | Agilent instrument, UNKNOWN-UNKNOWN-QTOF, UNKNOWN
agilent | unknown | unknown | qtof | unknown | unknown | Agilent instrument, UNKNOWN-UNKNOWN-QTOF, UNKNOWN
agilent | unknown | unknown | qtof | unknown | unknown | Agilent instrument, UNKNOWN-UNKNOWN-QTOF, UNKNOWN
agilent | unknown | unknown | qtof | unknown | unknown | Agilent instrument, UNKNOWN-UNKNOWN-QTOF, UNKNOWN
agilent | unknown | unknown | qtof | unknown | unknown | Agilent instrument, UNKNOWN-UNKNOWN-QTOF, UNKNOWN
agilent | unknown | unknown | qtof | unknown | unknown | Agilent instrument, UNKNOWN-UNKNOWN-QTOF, UNKNOWN
agilent | unknown | unknown | qtof | unknown | unknown | Agilent instrument, UNKNOWN-UNKNOWN-QTOF, UNKNOWN
agilent | unknown | unknown | qtof | unknown | unknown | Agilent instrument, UNKNOWN-UNKNOWN-QTOF, UNKNOWN
agilent | unknown | unknown | qtof | unknown | unknown | Agilent instrument, UNKNOWN-UNKNOWN-QTOF, UNKNOWN
agilent | unknown | unknown | qtof | unknown | unknown | Agilent instrument, UNKNOWN-UNKNOWN-QTOF, UNKNOWN
agilent | unknown | unknown | qtof | unknown | unknown | Agilent instrument, UNKNOWN-UNKNOWN-QTOF, UNKNOWN
agilent | unknown | unknown | qtof | unknown | unknown | Agilent instrument, UNKNOWN-UNKNOWN-QTOF, UNKNOWN
agilent | unknown | unknown | qtof | unknown | unknown | Agilent instrument, UNKNOWN-UNKNOWN-QTOF, UNKNOWN
agilent | unknown | unknown | qtof | unknown | unknown | Agilent instrument, UNKNOWN-UNKNOWN-QTOF, UNKNOWN
agilent | unknown | unknown | qtof | unknown | unknown | Agilent instrument, UNKNOWN-UNKNOWN-QTOF, UNKNOWN
agilent | unknown | unknown | qtof | unknown | unknown | Agilent instrument, UNKNOWN-UNKNOWN-QTOF, UNKNOWN
agilent | unknown | unknown | qtof | unknown | unknown | Agilent instrument, UNKNOWN-UNKNOWN-QTOF, UNKNOWN
agilent | unknown | unknown | qtof | unknown | unknown | Agilent instrument, UNKNOWN-UNKNOWN-QTOF, UNKNOWN
agilent | unknown | unknown | qtof | unknown | unknown | Agilent instrument, UNKNOWN-UNKNOWN-QTOF, UNKNOWN
agilent | unknown | unknown | qtof | unknown | unknown | Agilent instrument, UNKNOWN-UNKNOWN-QTOF, UNKNOWN
agilent | unknown | unknown | qtof | unknown | unknown | Agilent instrument, UNKNOWN-UNKNOWN-QTOF, UNKNOWN
agilent | unknown | unknown | qtof | unknown | unknown | Agilent instrument, UNKNOWN-UNKNOWN-QTOF, UNKNOWN
agilent | unknown | unknown | qtof | unknown | unknown | Agilent instrument, UNKNOWN-UNKNOWN-QTOF, UNKNOWN
agilent | unknown | unknown | qtof | unknown | unknown | Agilent instrument, UNKNOWN-UNKNOWN-QTOF, UNKNOWN
agilent | unknown | unknown | qtof | unknown | unknown | Agilent instrument, UNKNOWN-UNKNOWN-QTOF, UNKNOWN
agilent | unknown | unknown | qtof | unknown | unknown | Agilent instrument, UNKNOWN-UNKNOWN-QTOF, UNKNOWN
agilent | unknown | unknown | qtof | unknown | unknown | Agilent instrument, UNKNOWN-UNKNOWN-QTOF, UNKNOWN
agilent | unknown | unknown | qtof | unknown | unknown | Agilent instrument, UNKNOWN-UNKNOWN-QTOF, UNKNOWN
agilent | unknown | unknown | qtof | unknown | unknown | Agilent instrument, UNKNOWN-UNKNOWN-QTOF, UNKNOWN
agilent | unknown | unknown | qtof | unknown | unknown | Agilent instrument, UNKNOWN-UNKNOWN-QTOF, UNKNOWN
agilent | unknown | unknown | qtof | unknown | unknown | Agilent instrument, UNKNOWN-UNKNOWN-QTOF, UNKNOWN
agilent | unknown | unknown | qtof | unknown | unknown | Agilent instrument, UNKNOWN-UNKNOWN-QTOF, UNKNOWN
agilent | unknown | unknown | qtof | unknown | unknown | Agilent instrument, UNKNOWN-UNKNOWN-QTOF, UNKNOWN
agilent | unknown | unknown | qtof | unknown | unknown | Agilent instrument, UNKNOWN-UNKNOWN-QTOF, UNKNOWN
agilent | unknown | unknown | qtof | unknown | unknown | Agilent instrument, UNKNOWN-UNKNOWN-QTOF, UNKNOWN
agilent | unknown | unknown | qtof | unknown | unknown | Agilent instrument, UNKNOWN-UNKNOWN-QTOF, UNKNOWN
agilent | unknown | unknown | qtof | unknown | unknown | Agilent instrument, UNKNOWN-UNKNOWN-QTOF, UNKNOWN
agilent | unknown | unknown | qtof | unknown | unknown | Agilent instrument, UNKNOWN-UNKNOWN-QTOF, UNKNOWN
agilent | unknown | unknown | qtof | unknown | unknown | Agilent instrument, UNKNOWN-UNKNOWN-QTOF, UNKNOWN
agilent | unknown | unknown | qtof | unknown | unknown | Agilent instrument, UNKNOWN-UNKNOWN-QTOF, UNKNOWN
agilent | unknown | unknown | qtof | unknown | unknown | Agilent instrument, UNKNOWN-UNKNOWN-QTOF, UNKNOWN
agilent | unknown | unknown | qtof | unknown | unknown | Agilent instrument, UNKNOWN-UNKNOWN-QTOF, UNKNOWN
agilent | unknown | unknown | qtof | unknown | unknown | Agilent instrument, UNKNOWN-UNKNOWN-QTOF, UNKNOWN
unknown | unknown | lc | qtof | esi | high | UNKNOWN, LC-ESI-QTOF, HIGH
unknown | unknown | lc | qtof | esi | high | UNKNOWN, LC-ESI-QTOF, HIGH
unknown | unknown | lc | qtof | esi | high | UNKNOWN, LC-ESI-QTOF, HIGH
unknown | unknown | lc | qtof | esi | high | UNKNOWN, LC-ESI-QTOF, HIGH
unknown | unknown | lc | qtof | esi | high | UNKNOWN, LC-ESI-QTOF, HIGH
unknown | unknown | lc | qtof | esi | high | UNKNOWN, LC-ESI-QTOF, HIGH
unknown | unknown | lc | qtof | esi | high | UNKNOWN, LC-ESI-QTOF, HIGH
unknown | unknown | lc | qtof | esi | high | UNKNOWN, LC-ESI-QTOF, HIGH
agilent | unknown | unknown | unknown | esi | unknown | Agilent instrument, LC-ESI-UNKNOWN, UNKNOWN
agilent | unknown | unknown | unknown | esi | unknown | Agilent instrument, LC-ESI-UNKNOWN, UNKNOWN
agilent | unknown | unknown | unknown | esi | unknown | Agilent instrument, LC-ESI-UNKNOWN, UNKNOWN
agilent | unknown | unknown | unknown | esi | unknown | Agilent instrument, LC-ESI-UNKNOWN, UNKNOWN
agilent | unknown | unknown | tof | unknown | unknown | Agilent instrument, UNKNOWN-UNKNOWN-TOF, UNKNOWN
agilent | unknown | unknown | tof | unknown | unknown | Agilent instrument, UNKNOWN-UNKNOWN-TOF, UNKNOWN
agilent | unknown | unknown | qqq | unknown | unknown | Agilent instrument, UNKNOWN-UNKNOWN-QQQ, UNKNOWN
agilent | unknown | unknown | qtof | unknown | unknown | Agilent instrument, UNKNOWN-UNKNOWN-QTOF, UNKNOWN
unknown | unknown | lc | qtof | esi | high | UNKNOWN, LC-ESI-QTOF, HIGH
unknown | unknown | lc | qtof | esi | high | UNKNOWN, LC-ESI-QTOF, HIGH
unknown | unknown | lc | qtof | esi | high | UNKNOWN, LC-ESI-QTOF, HIGH
unknown | unknown | lc | qtof | esi | high | UNKNOWN, LC-ESI-QTOF, HIGH
unknown | unknown | lc | qtof | esi | high | UNKNOWN, LC-ESI-QTOF, HIGH
unknown | unknown | lc | qtof | esi | high | UNKNOWN, LC-ESI-QTOF, HIGH
unknown | unknown | lc | qtof | esi | high | UNKNOWN, LC-ESI-QTOF, HIGH
unknown | unknown | lc | qtof | esi | high | UNKNOWN, LC-ESI-QTOF, HIGH
unknown | unknown | lc | tof | esi | high | UNKNOWN, LC-ESI-TOF, HIGH
unknown | unknown | ce | tof | esi | high | UNKNOWN, CE-ESI-TOF, HIGH
unknown | unknown | lc | qqq | esi | low | UNKNOWN, LC-ESI-QQQ, LOW
unknown | unknown | lc | qtof | esi | high | UNKNOWN, LC-ESI-QTOF, HIGH
unknown | unknown | lc | qtof | esi | high | UNKNOWN, LC-ESI-QTOF, HIGH
unknown | unknown | lc | qtof | esi | high | UNKNOWN, LC-ESI-QTOF, HIGH
unknown | unknown | lc | qtof | esi | high | UNKNOWN, LC-ESI-QTOF, HIGH
unknown | unknown | lc | qtof | esi | high | UNKNOWN, LC-ESI-QTOF, HIGH
unknown | unknown | lc | qtof | esi | high | UNKNOWN, LC-ESI-QTOF, HIGH
unknown | unknown | lc | qtof | esi | high | UNKNOWN, LC-ESI-QTOF, HIGH
unknown | unknown | lc | qtof | esi | high | UNKNOWN, LC-ESI-QTOF, HIGH
unknown | unknown | lc | qtof | esi | high | UNKNOWN, LC-ESI-QTOF, HIGH
unknown | unknown | lc | qtof | esi | high | UNKNOWN, LC-ESI-QTOF, HIGH
unknown | unknown | lc | qtof | esi | high | UNKNOWN, LC-ESI-QTOF, HIGH
unknown | unknown | lc | qtof | esi | high | UNKNOWN, LC-ESI-QTOF, HIGH
unknown | unknown | lc | qtof | esi | high | UNKNOWN, LC-ESI-QTOF, HIGH
unknown | unknown | lc | qtof | esi | high | UNKNOWN, LC-ESI-QTOF, HIGH
unknown | unknown | lc | qtof | esi | high | UNKNOWN, LC-ESI-QTOF, HIGH
unknown | unknown | lc | qtof | esi | high | UNKNOWN, LC-ESI-QTOF, HIGH
unknown | unknown | lc | qtof | esi | high | UNKNOWN, LC-ESI-QTOF, HIGH
unknown | unknown | lc | qtof | esi | high | UNKNOWN, LC-ESI-QTOF, HIGH
unknown | unknown | lc | qtof | esi | high | UNKNOWN, LC-ESI-QTOF, HIGH
unknown | unknown | lc | qtof | esi | high | UNKNOWN, LC-ESI-QTOF, HIGH
unknown | unknown | lc | qtof | esi | high | UNKNOWN, LC-ESI-QTOF, HIGH
unknown | unknown | lc | qtof | esi | high | UNKNOWN, LC-ESI-QTOF, HIGH
unknown | unknown | lc | qtof | esi | high | UNKNOWN, LC-ESI-QTOF, HIGH
unknown | unknown | lc | qtof | esi | high | UNKNOWN, LC-ESI-QTOF, HIGH
unknown | unknown | lc | qtof | esi | high | UNKNOWN, LC-ESI-QTOF, HIGH
unknown | unknown | lc | qtof | esi | high | UNKNOWN, LC-ESI-QTOF, HIGH
unknown | unknown | lc | qtof | esi | high | UNKNOWN, LC-ESI-QTOF, HIGH
unknown | unknown | lc | qtof | esi | high | UNKNOWN, LC-ESI-QTOF, HIGH
unknown | unknown | lc | qtof | esi | high | UNKNOWN, LC-ESI-QTOF, HIGH
unknown | unknown | lc | qtof | esi | high | UNKNOWN, LC-ESI-QTOF, HIGH
unknown | unknown | lc | qtof | esi | high | UNKNOWN, LC-ESI-QTOF, HIGH
unknown | unknown | lc | qtof | esi | high | UNKNOWN, LC-ESI-QTOF, HIGH
unknown | unknown | lc | qtof | esi | high | UNKNOWN, LC-ESI-QTOF, HIGH
unknown | unknown | lc | qtof | esi | high | UNKNOWN, LC-ESI-QTOF, HIGH
unknown | unknown | lc | qtof | esi | high | UNKNOWN, LC-ESI-QTOF, HIGH
unknown | unknown | lc | qtof | esi | high | UNKNOWN, LC-ESI-QTOF, HIGH
unknown | unknown | lc | qtof | esi | high | UNKNOWN, LC-ESI-QTOF, HIGH
unknown | unknown | lc | qtof | esi | high | UNKNOWN, LC-ESI-QTOF, HIGH
unknown | unknown | lc | qtof | esi | high | UNKNOWN, LC-ESI-QTOF, HIGH
unknown | unknown | lc | qtof | esi | high | UNKNOWN, LC-ESI-QTOF, HIGH
unknown | unknown | lc | qtof | esi | high | UNKNOWN, LC-ESI-QTOF, HIGH
unknown | unknown | lc | qtof | esi | high | UNKNOWN, LC-ESI-QTOF, HIGH
unknown | unknown | lc | qtof | esi | high | UNKNOWN, LC-ESI-QTOF, HIGH
unknown | unknown | lc | qtof | esi | high | UNKNOWN, LC-ESI-QTOF, HIGH
unknown | unknown | lc | qtof | esi | high | UNKNOWN, LC-ESI-QTOF, HIGH
unknown | unknown | lc | qtof | esi | high | UNKNOWN, LC-ESI-QTOF, HIGH
unknown | unknown | lc | qtof | esi | high | UNKNOWN, LC-ESI-QTOF, HIGH
unknown | unknown | lc | qtof | esi | high | UNKNOWN, LC-ESI-QTOF, HIGH
unknown | unknown | lc | qtof | esi | high | UNKNOWN, LC-ESI-QTOF, HIGH
unknown | unknown | lc | qtof | esi | high | UNKNOWN, LC-ESI-QTOF, HIGH
unknown | unknown | lc | qtof | esi | high | UNKNOWN, LC-ESI-QTOF, HIGH
unknown | unknown | lc | qtof | esi | high | UNKNOWN, LC-ESI-QTOF, HIGH
unknown | unknown | lc | qtof | esi | high | UNKNOWN, LC-ESI-QTOF, HIGH
unknown | unknown | lc | qtof | esi | high | UNKNOWN, LC-ESI-QTOF, HIGH
unknown | unknown | lc | qtof | esi | high | UNKNOWN, LC-ESI-QTOF, HIGH
unknown | unknown | lc | qtof | esi | high | UNKNOWN, LC-ESI-QTOF, HIGH
unknown | unknown | lc | qtof | esi | high | UNKNOWN, LC-ESI-QTOF, HIGH
unknown | unknown | lc | qtof | esi | high | UNKNOWN, LC-ESI-QTOF, HIGH
unknown | unknown | lc | qtof | esi | high | UNKNOWN, LC-ESI-QTOF, HIGH
unknown | unknown | lc | qtof | esi | high | UNKNOWN, LC-ESI-QTOF, HIGH
unknown | unknown | lc | qtof | esi | high | UNKNOWN, LC-ESI-QTOF, HIGH
unknown | unknown | lc | qtof | esi | high | UNKNOWN, LC-ESI-QTOF, HIGH
unknown | unknown | lc | qtof | esi | high | UNKNOWN, LC-ESI-QTOF, HIGH
unknown | unknown | lc | qtof | esi | high | UNKNOWN, LC-ESI-QTOF, HIGH
unknown | unknown | lc | qtof | esi | high | UNKNOWN, LC-ESI-QTOF, HIGH
unknown | unknown | lc | qtof | esi | high | UNKNOWN, LC-ESI-QTOF, HIGH
unknown | unknown | lc | qtof | esi | high | UNKNOWN, LC-ESI-QTOF, HIGH
unknown | unknown | lc | qtof | esi | high | UNKNOWN, LC-ESI-QTOF, HIGH
unknown | unknown | lc | qtof | esi | high | UNKNOWN, LC-ESI-QTOF, HIGH
unknown | unknown | lc | qtof | esi | high | UNKNOWN, LC-ESI-QTOF, HIGH
unknown | unknown | lc | qtof | esi | high | UNKNOWN, LC-ESI-QTOF, HIGH
unknown | unknown | lc | qtof | esi | high | UNKNOWN, LC-ESI-QTOF, HIGH
unknown | unknown | lc | qtof | esi | high | UNKNOWN, LC-ESI-QTOF, HIGH
unknown | unknown | lc | qtof | esi | high | UNKNOWN, LC-ESI-QTOF, HIGH
unknown | unknown | lc | qtof | esi | high | UNKNOWN, LC-ESI-QTOF, HIGH
unknown | unknown | lc | qtof | esi | high | UNKNOWN, LC-ESI-QTOF, HIGH
unknown | unknown | lc | qtof | esi | high | UNKNOWN, LC-ESI-QTOF, HIGH
unknown | unknown | lc | qtof | esi | high | UNKNOWN, LC-ESI-QTOF, HIGH
unknown | unknown | lc | qtof | esi | high | UNKNOWN, LC-ESI-QTOF, HIGH
unknown | unknown | lc | qtof | esi | high | UNKNOWN, LC-ESI-QTOF, HIGH
unknown | unknown | lc | qtof | esi | high | UNKNOWN, LC-ESI-QTOF, HIGH
unknown | unknown | lc | qtof | esi | high | UNKNOWN, LC-ESI-QTOF, HIGH
unknown | unknown | lc | qtof | esi | high | UNKNOWN, LC-ESI-QTOF, HIGH
unknown | unknown | lc | qtof | esi | high | UNKNOWN, LC-ESI-QTOF, HIGH
unknown | unknown | lc | qtof | esi | high | UNKNOWN, LC-ESI-QTOF, HIGH
unknown | unknown | lc | qtof | esi | high | UNKNOWN, LC-ESI-QTOF, HIGH
unknown | unknown | lc | qtof | esi | high | UNKNOWN, LC-ESI-QTOF, HIGH
unknown | unknown | lc | qtof | esi | high | UNKNOWN, LC-ESI-QTOF, HIGH
unknown | unknown | lc | qtof | esi | high | UNKNOWN, LC-ESI-QTOF, HIGH
unknown | unknown | lc | qtof | esi | high | UNKNOWN, LC-ESI-QTOF, HIGH
unknown | unknown | lc | qtof | esi | high | UNKNOWN, LC-ESI-QTOF, HIGH
unknown | unknown | lc | qtof | esi | high | UNKNOWN, LC-ESI-QTOF, HIGH
unknown | unknown | lc | qtof | esi | high | UNKNOWN, LC-ESI-QTOF, HIGH
unknown | unknown | lc | qtof | esi | high | UNKNOWN, LC-ESI-QTOF, HIGH
unknown | unknown | lc | qtof | esi | high | UNKNOWN, LC-ESI-QTOF, HIGH
unknown | unknown | lc | qtof | esi | high | UNKNOWN, LC-ESI-QTOF, HIGH
unknown | unknown | lc | qtof | esi | high | UNKNOWN, LC-ESI-QTOF, HIGH
unknown | unknown | lc | qtof | esi | high | UNKNOWN, LC-ESI-QTOF, HIGH
unknown | unknown | lc | qtof | esi | high | UNKNOWN, LC-ESI-QTOF, HIGH
unknown | unknown | lc | qtof | esi | high | UNKNOWN, LC-ESI-QTOF, HIGH
unknown | unknown | lc | qtof | esi | high | UNKNOWN, LC-ESI-QTOF, HIGH
unknown | unknown | lc | qtof | esi | high | UNKNOWN, LC-ESI-QTOF, HIGH
unknown | unknown | lc | qtof | esi | high | UNKNOWN, LC-ESI-QTOF, HIGH
unknown | unknown | lc | qtof | esi | high | UNKNOWN, LC-ESI-QTOF, HIGH
unknown | unknown | lc | qtof | esi | high | UNKNOWN, LC-ESI-QTOF, HIGH
unknown | unknown | lc | qtof | esi | high | UNKNOWN, LC-ESI-QTOF, HIGH
unknown | unknown | lc | qtof | esi | high | UNKNOWN, LC-ESI-QTOF, HIGH
unknown | unknown | lc | qtof | esi | high | UNKNOWN, LC-ESI-QTOF, HIGH
unknown | unknown | lc | qtof | esi | high | UNKNOWN, LC-ESI-QTOF, HIGH
unknown | unknown | lc | qtof | esi | high | UNKNOWN, LC-ESI-QTOF, HIGH
unknown | unknown | lc | qtof | esi | high | UNKNOWN, LC-ESI-QTOF, HIGH
unknown | unknown | lc | qtof | esi | high | UNKNOWN, LC-ESI-QTOF, HIGH
unknown | unknown | lc | qtof | esi | high | UNKNOWN, LC-ESI-QTOF, HIGH
unknown | unknown | lc | qtof | esi | high | UNKNOWN, LC-ESI-QTOF, HIGH
unknown | unknown | lc | qtof | esi | high | UNKNOWN, LC-ESI-QTOF, HIGH
unknown | unknown | lc | qtof | esi | high | UNKNOWN, LC-ESI-QTOF, HIGH
unknown | unknown | lc | qtof | esi | high | UNKNOWN, LC-ESI-QTOF, HIGH
unknown | unknown | lc | qtof | esi | high | UNKNOWN, LC-ESI-QTOF, HIGH
unknown | unknown | lc | qtof | esi | high | UNKNOWN, LC-ESI-QTOF, HIGH
unknown | unknown | lc | qtof | esi | high | UNKNOWN, LC-ESI-QTOF, HIGH
unknown | unknown | ce | qtof | esi | high | UNKNOWN, CE-ESI-QTOF, HIGH
unknown | unknown | lc | qit | esi | low | UNKNOWN, LC-ESI-QIT, LOW
unknown | unknown | lc | qit | esi | low | UNKNOWN, LC-ESI-QIT, LOW
unknown | unknown | lc | it | esi | low | UNKNOWN, LC-ESI-IT, LOW
unknown | unknown | lc | qit | esi | low | UNKNOWN, LC-ESI-QIT, LOW
unknown | unknown | lc | qtof | esi | high | UNKNOWN, LC-ESI-QTOF, HIGH
unknown | unknown | lc | qtof | esi | high | UNKNOWN, LC-ESI-QTOF, HIGH
unknown | unknown | lc | qtof | esi | high | UNKNOWN, LC-ESI-QTOF, HIGH
unknown | unknown | lc | qtof | esi | high | UNKNOWN, LC-ESI-QTOF, HIGH
unknown | unknown | lc | qtof | esi | high | UNKNOWN, LC-ESI-QTOF, HIGH
unknown | unknown | lc | qtof | esi | high | UNKNOWN, LC-ESI-QTOF, HIGH
unknown | unknown | lc | qtof | esi | high | UNKNOWN, LC-ESI-QTOF, HIGH
unknown | unknown | lc | qtof | esi | high | UNKNOWN, LC-ESI-QTOF, HIGH
agilent | unknown | unknown | unknown | esi | unknown | Agilent instrument, LC-ESI-UNKNOWN, UNKNOWN
agilent | unknown | unknown | unknown | esi | unknown | Agilent instrument, LC-ESI-UNKNOWN, UNKNOWN
agilent | unknown | unknown | unknown | esi | unknown | Agilent instrument, LC-ESI-UNKNOWN, UNKNOWN
agilent | unknown | unknown | unknown | esi | unknown | Agilent instrument, LC-ESI-UNKNOWN, UNKNOWN
agilent | unknown | unknown | unknown | esi | unknown | Agilent instrument, LC-ESI-UNKNOWN, UNKNOWN
agilent | unknown | unknown | unknown | esi | unknown | Agilent instrument, LC-ESI-UNKNOWN, UNKNOWN
agilent | unknown | unknown | unknown | esi | unknown | Agilent instrument, LC-ESI-UNKNOWN, UNKNOWN
agilent | unknown | unknown | unknown | esi | unknown | Agilent instrument, LC-ESI-UNKNOWN, UNKNOWN
agilent | unknown | unknown | unknown | esi | unknown | Agilent instrument, LC-ESI-UNKNOWN, UNKNOWN
agilent | unknown | unknown | unknown | esi | unknown | Agilent instrument, LC-ESI-UNKNOWN, UNKNOWN
agilent | unknown | unknown | unknown | esi | unknown | Agilent instrument, LC-ESI-UNKNOWN, UNKNOWN
agilent | unknown | unknown | unknown | esi | unknown | Agilent instrument, LC-ESI-UNKNOWN, UNKNOWN
unknown | unknown | lc | qtof | esi | high | UNKNOWN, LC-ESI-QTOF, HIGH
unknown | unknown | lc | qtof | esi | high | UNKNOWN, LC-ESI-QTOF, HIGH
unknown | unknown | lc | qtof | esi | high | UNKNOWN, LC-ESI-QTOF, HIGH
unknown | unknown | lc | qtof | esi | high | UNKNOWN, LC-ESI-QTOF, HIGH
agilent | unknown | unknown | unknown | esi | unknown | Agilent instrument, LC-ESI-UNKNOWN, UNKNOWN
agilent | unknown | unknown | unknown | esi | unknown | Agilent instrument, LC-ESI-UNKNOWN, UNKNOWN
agilent | unknown | unknown | unknown | esi | unknown | Agilent instrument, LC-ESI-UNKNOWN, UNKNOWN
agilent | unknown | unknown | unknown | esi | unknown | Agilent instrument, LC-ESI-UNKNOWN, UNKNOWN
agilent | unknown | unknown | unknown | esi | unknown | Agilent instrument, LC-ESI-UNKNOWN, UNKNOWN
agilent | unknown | unknown | unknown | esi | unknown | Agilent instrument, LC-ESI-UNKNOWN, UNKNOWN
agilent | unknown | unknown | unknown | esi | unknown | Agilent instrument, LC-ESI-UNKNOWN, UNKNOWN
agilent | unknown | unknown | unknown | esi | unknown | Agilent instrument, LC-ESI-UNKNOWN, UNKNOWN
agilent | unknown | unknown | unknown | esi | unknown | Agilent instrument, LC-ESI-UNKNOWN, UNKNOWN
agilent | unknown | unknown | unknown | esi | unknown | Agilent instrument, LC-ESI-UNKNOWN, UNKNOWN
agilent | unknown | unknown | unknown | esi | unknown | Agilent instrument, LC-ESI-UNKNOWN, UNKNOWN
agilent | unknown | unknown | unknown | esi | unknown | Agilent instrument, LC-ESI-UNKNOWN, UNKNOWN
agilent | unknown | unknown | unknown | esi | unknown | Agilent instrument, LC-ESI-UNKNOWN, UNKNOWN
agilent | unknown | unknown | unknown | esi | unknown | Agilent instrument, LC-ESI-UNKNOWN, UNKNOWN
agilent | unknown | unknown | unknown | esi | unknown | Agilent instrument, LC-ESI-UNKNOWN, UNKNOWN
agilent | unknown | unknown | unknown | esi | unknown | Agilent instrument, LC-ESI-UNKNOWN, UNKNOWN
agilent | unknown | unknown | unknown | esi | unknown | Agilent instrument, LC-ESI-UNKNOWN, UNKNOWN
agilent | unknown | unknown | unknown | esi | unknown | Agilent instrument, LC-ESI-UNKNOWN, UNKNOWN
agilent | unknown | unknown | unknown | esi | unknown | Agilent instrument, LC-ESI-UNKNOWN, UNKNOWN
agilent | unknown | unknown | unknown | esi | unknown | Agilent instrument, LC-ESI-UNKNOWN, UNKNOWN
agilent | unknown | unknown | unknown | esi | unknown | Agilent instrument, LC-ESI-UNKNOWN, UNKNOWN
agilent | unknown | unknown | unknown | esi | unknown | Agilent instrument, LC-ESI-UNKNOWN, UNKNOWN
agilent | unknown | unknown | unknown | esi | unknown | Agilent instrument, LC-ESI-UNKNOWN, UNKNOWN
agilent | unknown | unknown | unknown | esi | unknown | Agilent instrument, LC-ESI-UNKNOWN, UNKNOWN
agilent | unknown | unknown | unknown | esi | unknown | Agilent instrument, LC-ESI-UNKNOWN, UNKNOWN
agilent | unknown | unknown | unknown | esi | unknown | Agilent instrument, LC-ESI-UNKNOWN, UNKNOWN
agilent | unknown | unknown | unknown | esi | unknown | Agilent instrument, LC-ESI-UNKNOWN, UNKNOWN
agilent | unknown | unknown | unknown | esi | unknown | Agilent instrument, LC-ESI-UNKNOWN, UNKNOWN
agilent | unknown | unknown | unknown | esi | unknown | Agilent instrument, LC-ESI-UNKNOWN, UNKNOWN
agilent | unknown | unknown | unknown | esi | unknown | Agilent instrument, LC-ESI-UNKNOWN, UNKNOWN
agilent | unknown | unknown | unknown | esi | unknown | Agilent instrument, LC-ESI-UNKNOWN, UNKNOWN
agilent | unknown | unknown | unknown | esi | unknown | Agilent instrument, LC-ESI-UNKNOWN, UNKNOWN
agilent | unknown | unknown | unknown | esi | unknown | Agilent instrument, LC-ESI-UNKNOWN, UNKNOWN
agilent | unknown | unknown | unknown | esi | unknown | Agilent instrument, LC-ESI-UNKNOWN, UNKNOWN
agilent | unknown | unknown | unknown | esi | unknown | Agilent instrument, LC-ESI-UNKNOWN, UNKNOWN
agilent | unknown | unknown | unknown | esi | unknown | Agilent instrument, LC-ESI-UNKNOWN, UNKNOWN
agilent | unknown | unknown | unknown | esi | unknown | Agilent instrument, LC-ESI-UNKNOWN, UNKNOWN
agilent | unknown | unknown | unknown | esi | unknown | Agilent instrument, LC-ESI-UNKNOWN, UNKNOWN
agilent | unknown | unknown | unknown | esi | unknown | Agilent instrument, LC-ESI-UNKNOWN, UNKNOWN
agilent | unknown | unknown | unknown | esi | unknown | Agilent instrument, LC-ESI-UNKNOWN, UNKNOWN
agilent | unknown | unknown | unknown | esi | unknown | Agilent instrument, LC-ESI-UNKNOWN, UNKNOWN
agilent | unknown | unknown | unknown | esi | unknown | Agilent instrument, LC-ESI-UNKNOWN, UNKNOWN
agilent | unknown | unknown | unknown | esi | unknown | Agilent instrument, LC-ESI-UNKNOWN, UNKNOWN
agilent | unknown | unknown | unknown | esi | unknown | Agilent instrument, LC-ESI-UNKNOWN, UNKNOWN
agilent | unknown | unknown | unknown | esi | unknown | Agilent instrument, LC-ESI-UNKNOWN, UNKNOWN
agilent | unknown | unknown | unknown | esi | unknown | Agilent instrument, LC-ESI-UNKNOWN, UNKNOWN
agilent | unknown | unknown | unknown | esi | unknown | Agilent instrument, LC-ESI-UNKNOWN, UNKNOWN
agilent | unknown | unknown | unknown | esi | unknown | Agilent instrument, LC-ESI-UNKNOWN, UNKNOWN
agilent | unknown | unknown | unknown | esi | unknown | Agilent instrument, LC-ESI-UNKNOWN, UNKNOWN
agilent | unknown | unknown | unknown | esi | unknown | Agilent instrument, LC-ESI-UNKNOWN, UNKNOWN
agilent | unknown | unknown | unknown | esi | unknown | Agilent instrument, LC-ESI-UNKNOWN, UNKNOWN
agilent | unknown | unknown | unknown | esi | unknown | Agilent instrument, LC-ESI-UNKNOWN, UNKNOWN
agilent | unknown | unknown | unknown | esi | unknown | Agilent instrument, LC-ESI-UNKNOWN, UNKNOWN
agilent | unknown | unknown | unknown | esi | unknown | Agilent instrument, LC-ESI-UNKNOWN, UNKNOWN
agilent | unknown | unknown | unknown | esi | unknown | Agilent instrument, LC-ESI-UNKNOWN, UNKNOWN
agilent | unknown | unknown | unknown | esi | unknown | Agilent instrument, LC-ESI-UNKNOWN, UNKNOWN
agilent | unknown | unknown | unknown | esi | unknown | Agilent instrument, LC-ESI-UNKNOWN, UNKNOWN
agilent | unknown | unknown | unknown | esi | unknown | Agilent instrument, LC-ESI-UNKNOWN, UNKNOWN
agilent | unknown | unknown | unknown | esi | unknown | Agilent instrument, LC-ESI-UNKNOWN, UNKNOWN
agilent | unknown | unknown | unknown | esi | unknown | Agilent instrument, LC-ESI-UNKNOWN, UNKNOWN
agilent | unknown | unknown | unknown | esi | unknown | Agilent instrument, LC-ESI-UNKNOWN, UNKNOWN
agilent | unknown | unknown | unknown | esi | unknown | Agilent instrument, LC-ESI-UNKNOWN, UNKNOWN
agilent | unknown | unknown | unknown | esi | unknown | Agilent instrument, LC-ESI-UNKNOWN, UNKNOWN
agilent | unknown | unknown | unknown | esi | unknown | Agilent instrument, LC-ESI-UNKNOWN, UNKNOWN
agilent | unknown | unknown | unknown | esi | unknown | Agilent instrument, LC-ESI-UNKNOWN, UNKNOWN
agilent | unknown | unknown | unknown | esi | unknown | Agilent instrument, LC-ESI-UNKNOWN, UNKNOWN
agilent | unknown | unknown | unknown | esi | unknown | Agilent instrument, LC-ESI-UNKNOWN, UNKNOWN
agilent | unknown | unknown | unknown | esi | unknown | Agilent instrument, LC-ESI-UNKNOWN, UNKNOWN
agilent | unknown | unknown | unknown | esi | unknown | Agilent instrument, LC-ESI-UNKNOWN, UNKNOWN
agilent | unknown | unknown | unknown | esi | unknown | Agilent instrument, LC-ESI-UNKNOWN, UNKNOWN
agilent | unknown | unknown | unknown | esi | unknown | Agilent instrument, LC-ESI-UNKNOWN, UNKNOWN
agilent | unknown | unknown | unknown | esi | unknown | Agilent instrument, LC-ESI-UNKNOWN, UNKNOWN
agilent | unknown | unknown | unknown | esi | unknown | Agilent instrument, LC-ESI-UNKNOWN, UNKNOWN
agilent | unknown | unknown | unknown | esi | unknown | Agilent instrument, LC-ESI-UNKNOWN, UNKNOWN
agilent | unknown | unknown | unknown | esi | unknown | Agilent instrument, LC-ESI-UNKNOWN, UNKNOWN
agilent | unknown | unknown | unknown | esi | unknown | Agilent instrument, LC-ESI-UNKNOWN, UNKNOWN
agilent | unknown | unknown | unknown | esi | unknown | Agilent instrument, LC-ESI-UNKNOWN, UNKNOWN
agilent | unknown | unknown | unknown | esi | unknown | Agilent instrument, LC-ESI-UNKNOWN, UNKNOWN
agilent | unknown | unknown | unknown | esi | unknown | Agilent instrument, LC-ESI-UNKNOWN, UNKNOWN
agilent | unknown | unknown | unknown | esi | unknown | Agilent instrument, LC-ESI-UNKNOWN, UNKNOWN
agilent | unknown | unknown | unknown | esi | unknown | Agilent instrument, LC-ESI-UNKNOWN, UNKNOWN
agilent | unknown | unknown | unknown | esi | unknown | Agilent instrument, LC-ESI-UNKNOWN, UNKNOWN
agilent | unknown | unknown | unknown | esi | unknown | Agilent instrument, LC-ESI-UNKNOWN, UNKNOWN
agilent | unknown | unknown | unknown | esi | unknown | Agilent instrument, LC-ESI-UNKNOWN, UNKNOWN
agilent | unknown | unknown | unknown | esi | unknown | Agilent instrument, LC-ESI-UNKNOWN, UNKNOWN
agilent | unknown | unknown | unknown | esi | unknown | Agilent instrument, LC-ESI-UNKNOWN, UNKNOWN
agilent | unknown | unknown | unknown | esi | unknown | Agilent instrument, LC-ESI-UNKNOWN, UNKNOWN
agilent | unknown | unknown | unknown | esi | unknown | Agilent instrument, LC-ESI-UNKNOWN, UNKNOWN
agilent | unknown | unknown | unknown | esi | unknown | Agilent instrument, LC-ESI-UNKNOWN, UNKNOWN
agilent | unknown | unknown | unknown | esi | unknown | Agilent instrument, LC-ESI-UNKNOWN, UNKNOWN
agilent | unknown | unknown | unknown | esi | unknown | Agilent instrument, LC-ESI-UNKNOWN, UNKNOWN
agilent | unknown | unknown | unknown | esi | unknown | Agilent instrument, LC-ESI-UNKNOWN, UNKNOWN
agilent | unknown | unknown | unknown | esi | unknown | Agilent instrument, LC-ESI-UNKNOWN, UNKNOWN
agilent | unknown | unknown | unknown | esi | unknown | Agilent instrument, LC-ESI-UNKNOWN, UNKNOWN
agilent | unknown | unknown | unknown | esi | unknown | Agilent instrument, LC-ESI-UNKNOWN, UNKNOWN
agilent | unknown | unknown | unknown | esi | unknown | Agilent instrument, LC-ESI-UNKNOWN, UNKNOWN
agilent | unknown | unknown | unknown | esi | unknown | Agilent instrument, LC-ESI-UNKNOWN, UNKNOWN
agilent | unknown | unknown | unknown | esi | unknown | Agilent instrument, LC-ESI-UNKNOWN, UNKNOWN
agilent | unknown | unknown | unknown | esi | unknown | Agilent instrument, LC-ESI-UNKNOWN, UNKNOWN
agilent | unknown | unknown | unknown | esi | unknown | Agilent instrument, LC-ESI-UNKNOWN, UNKNOWN
agilent | unknown | unknown | unknown | esi | unknown | Agilent instrument, LC-ESI-UNKNOWN, UNKNOWN
agilent | unknown | unknown | unknown | esi | unknown | Agilent instrument, LC-ESI-UNKNOWN, UNKNOWN
agilent | unknown | unknown | unknown | esi | unknown | Agilent instrument, LC-ESI-UNKNOWN, UNKNOWN
agilent | unknown | unknown | unknown | esi | unknown | Agilent instrument, LC-ESI-UNKNOWN, UNKNOWN
agilent | unknown | unknown | unknown | esi | unknown | Agilent instrument, LC-ESI-UNKNOWN, UNKNOWN
agilent | unknown | unknown | unknown | esi | unknown | Agilent instrument, LC-ESI-UNKNOWN, UNKNOWN
agilent | unknown | unknown | unknown | esi | unknown | Agilent instrument, LC-ESI-UNKNOWN, UNKNOWN
agilent | unknown | unknown | unknown | esi | unknown | Agilent instrument, LC-ESI-UNKNOWN, UNKNOWN
agilent | unknown | unknown | unknown | esi | unknown | Agilent instrument, LC-ESI-UNKNOWN, UNKNOWN
agilent | unknown | unknown | unknown | esi | unknown | Agilent instrument, LC-ESI-UNKNOWN, UNKNOWN
agilent | unknown | unknown | unknown | esi | unknown | Agilent instrument, LC-ESI-UNKNOWN, UNKNOWN
agilent | unknown | unknown | unknown | esi | unknown | Agilent instrument, LC-ESI-UNKNOWN, UNKNOWN
agilent | unknown | unknown | unknown | esi | unknown | Agilent instrument, LC-ESI-UNKNOWN, UNKNOWN
agilent | unknown | unknown | unknown | esi | unknown | Agilent instrument, LC-ESI-UNKNOWN, UNKNOWN
agilent | unknown | unknown | unknown | esi | unknown | Agilent instrument, LC-ESI-UNKNOWN, UNKNOWN
agilent | unknown | unknown | unknown | esi | unknown | Agilent instrument, LC-ESI-UNKNOWN, UNKNOWN
agilent | unknown | unknown | unknown | esi | unknown | Agilent instrument, LC-ESI-UNKNOWN, UNKNOWN
agilent | unknown | unknown | unknown | esi | unknown | Agilent instrument, LC-ESI-UNKNOWN, UNKNOWN
agilent | unknown | unknown | unknown | esi | unknown | Agilent instrument, LC-ESI-UNKNOWN, UNKNOWN
agilent | unknown | unknown | unknown | esi | unknown | Agilent instrument, LC-ESI-UNKNOWN, UNKNOWN
agilent | unknown | unknown | unknown | esi | unknown | Agilent instrument, LC-ESI-UNKNOWN, UNKNOWN
agilent | unknown | unknown | unknown | esi | unknown | Agilent instrument, LC-ESI-UNKNOWN, UNKNOWN
agilent | unknown | unknown | unknown | esi | unknown | Agilent instrument, LC-ESI-UNKNOWN, UNKNOWN
agilent | unknown | unknown | unknown | esi | unknown | Agilent instrument, LC-ESI-UNKNOWN, UNKNOWN
agilent | unknown | unknown | unknown | esi | unknown | Agilent instrument, LC-ESI-UNKNOWN, UNKNOWN
agilent | unknown | unknown | unknown | esi | unknown | Agilent instrument, LC-ESI-UNKNOWN, UNKNOWN
agilent | unknown | unknown | unknown | esi | unknown | Agilent instrument, LC-ESI-UNKNOWN, UNKNOWN
agilent | unknown | unknown | unknown | esi | unknown | Agilent instrument, LC-ESI-UNKNOWN, UNKNOWN
agilent | unknown | unknown | unknown | unknown | low | Agilent instrument, UNKNOWN, LOW
agilent | unknown | unknown | unknown | unknown | low | Agilent instrument, UNKNOWN, LOW
agilent | unknown | unknown | unknown | unknown | low | Agilent instrument, UNKNOWN, LOW
agilent | unknown | unknown | unknown | esi | unknown | Agilent instrument, LC-ESI-UNKNOWN, UNKNOWN
agilent | unknown | unknown | unknown | esi | unknown | Agilent instrument, LC-ESI-UNKNOWN, UNKNOWN
agilent | unknown | unknown | unknown | esi | unknown | Agilent instrument, LC-ESI-UNKNOWN, UNKNOWN
agilent | unknown | unknown | unknown | esi | unknown | Agilent instrument, LC-ESI-UNKNOWN, UNKNOWN
agilent | unknown | unknown | unknown | esi | unknown | Agilent instrument, LC-ESI-UNKNOWN, UNKNOWN
agilent | unknown | unknown | unknown | esi | unknown | Agilent instrument, LC-ESI-UNKNOWN, UNKNOWN
agilent | unknown | unknown | unknown | esi | unknown | Agilent instrument, LC-ESI-UNKNOWN, UNKNOWN
agilent | unknown | unknown | unknown | esi | unknown | Agilent instrument, LC-ESI-UNKNOWN, UNKNOWN
agilent | unknown | unknown | unknown | esi | unknown | Agilent instrument, LC-ESI-UNKNOWN, UNKNOWN
agilent | unknown | unknown | unknown | esi | unknown | Agilent instrument, LC-ESI-UNKNOWN, UNKNOWN
agilent | unknown | unknown | unknown | esi | unknown | Agilent instrument, LC-ESI-UNKNOWN, UNKNOWN
agilent | unknown | unknown | unknown | esi | unknown | Agilent instrument, LC-ESI-UNKNOWN, UNKNOWN
agilent | unknown | unknown | unknown | unknown | high | Agilent instrument, UNKNOWN, HIGH
agilent | unknown | unknown | unknown | unknown | high | Agilent instrument, UNKNOWN, HIGH
agilent | unknown | unknown | unknown | unknown | high | Agilent instrument, UNKNOWN, HIGH
agilent | unknown | unknown | unknown | unknown | high | Agilent instrument, UNKNOWN, HIGH
agilent | unknown | unknown | unknown | unknown | high | Agilent instrument, UNKNOWN, HIGH
agilent | unknown | unknown | unknown | unknown | high | Agilent instrument, UNKNOWN, HIGH
agilent | unknown | unknown | unknown | unknown | high | Agilent instrument, UNKNOWN, HIGH
agilent | unknown | unknown | unknown | unknown | high | Agilent instrument, UNKNOWN, HIGH
agilent | unknown | unknown | unknown | unknown | high | Agilent instrument, UNKNOWN, HIGH
agilent | unknown | unknown | unknown | unknown | high | Agilent instrument, UNKNOWN, HIGH
agilent | unknown | unknown | unknown | unknown | high | Agilent instrument, UNKNOWN, HIGH
agilent | unknown | unknown | unknown | unknown | high | Agilent instrument, UNKNOWN, HIGH
agilent | unknown | unknown | unknown | unknown | high | Agilent instrument, UNKNOWN, HIGH
agilent | unknown | unknown | unknown | unknown | high | Agilent instrument, UNKNOWN, HIGH
agilent | unknown | unknown | unknown | unknown | high | Agilent instrument, UNKNOWN, HIGH
agilent | unknown | unknown | unknown | unknown | low | Agilent instrument, UNKNOWN, LOW
agilent | unknown | unknown | unknown | unknown | high | Agilent instrument, UNKNOWN, HIGH
agilent | unknown | unknown | unknown | unknown | high | Agilent instrument, UNKNOWN, HIGH
agilent | unknown | unknown | unknown | unknown | high | Agilent instrument, UNKNOWN, HIGH
agilent | unknown | unknown | unknown | unknown | high | Agilent instrument, UNKNOWN, HIGH
agilent | unknown | unknown | unknown | unknown | high | Agilent instrument, UNKNOWN, HIGH
agilent | unknown | unknown | unknown | unknown | high | Agilent instrument, UNKNOWN, HIGH
agilent | unknown | unknown | unknown | unknown | high | Agilent instrument, UNKNOWN, HIGH
agilent | unknown | unknown | unknown | unknown | high | Agilent instrument, UNKNOWN, HIGH
agilent | unknown | unknown | unknown | unknown | high | Agilent instrument, UNKNOWN, HIGH
agilent | unknown | unknown | unknown | unknown | high | Agilent instrument, UNKNOWN, HIGH
agilent | unknown | unknown | unknown | unknown | high | Agilent instrument, UNKNOWN, HIGH
agilent | unknown | unknown | unknown | unknown | high | Agilent instrument, UNKNOWN, HIGH
agilent | unknown | unknown | unknown | unknown | high | Agilent instrument, UNKNOWN, HIGH
agilent | unknown | unknown | unknown | unknown | high | Agilent instrument, UNKNOWN, HIGH
agilent | unknown | unknown | unknown | unknown | high | Agilent instrument, UNKNOWN, HIGH
agilent | unknown | unknown | unknown | unknown | high | Agilent instrument, UNKNOWN, HIGH
agilent | unknown | unknown | unknown | unknown | high | Agilent instrument, UNKNOWN, HIGH
agilent | unknown | unknown | unknown | unknown | high | Agilent instrument, UNKNOWN, HIGH
agilent | unknown | unknown | unknown | unknown | high | Agilent instrument, UNKNOWN, HIGH
agilent | unknown | unknown | unknown | unknown | high | Agilent instrument, UNKNOWN, HIGH
agilent | unknown | unknown | unknown | unknown | high | Agilent instrument, UNKNOWN, HIGH
agilent | unknown | unknown | unknown | unknown | high | Agilent instrument, UNKNOWN, HIGH
agilent | unknown | unknown | unknown | unknown | high | Agilent instrument, UNKNOWN, HIGH
agilent | unknown | unknown | unknown | unknown | high | Agilent instrument, UNKNOWN, HIGH
agilent | unknown | unknown | unknown | unknown | high | Agilent instrument, UNKNOWN, HIGH
agilent | unknown | unknown | unknown | unknown | high | Agilent instrument, UNKNOWN, HIGH
agilent | unknown | unknown | unknown | unknown | high | Agilent instrument, UNKNOWN, HIGH
agilent | unknown | unknown | unknown | unknown | high | Agilent instrument, UNKNOWN, HIGH
agilent | unknown | unknown | unknown | unknown | high | Agilent instrument, UNKNOWN, HIGH
agilent | unknown | unknown | unknown | unknown | high | Agilent instrument, UNKNOWN, HIGH
agilent | unknown | unknown | unknown | unknown | high | Agilent instrument, UNKNOWN, HIGH
agilent | unknown | unknown | unknown | unknown | high | Agilent instrument, UNKNOWN, HIGH
agilent | unknown | unknown | unknown | unknown | high | Agilent instrument, UNKNOWN, HIGH
agilent | unknown | unknown | unknown | unknown | high | Agilent instrument, UNKNOWN, HIGH
agilent | unknown | unknown | unknown | unknown | high | Agilent instrument, UNKNOWN, HIGH
agilent | unknown | unknown | unknown | unknown | high | Agilent instrument, UNKNOWN, HIGH
agilent | unknown | unknown | unknown | unknown | high | Agilent instrument, UNKNOWN, HIGH
agilent | unknown | unknown | unknown | unknown | high | Agilent instrument, UNKNOWN, HIGH
agilent | unknown | unknown | unknown | unknown | high | Agilent instrument, UNKNOWN, HIGH
agilent | unknown | unknown | unknown | unknown | high | Agilent instrument, UNKNOWN, HIGH
agilent | unknown | unknown | unknown | unknown | high | Agilent instrument, UNKNOWN, HIGH
agilent | unknown | unknown | unknown | unknown | high | Agilent instrument, UNKNOWN, HIGH
agilent | unknown | unknown | unknown | unknown | high | Agilent instrument, UNKNOWN, HIGH
agilent | unknown | unknown | unknown | unknown | high | Agilent instrument, UNKNOWN, HIGH
agilent | unknown | unknown | unknown | unknown | high | Agilent instrument, UNKNOWN, HIGH
agilent | unknown | unknown | unknown | unknown | high | Agilent instrument, UNKNOWN, HIGH
agilent | unknown | unknown | unknown | unknown | high | Agilent instrument, UNKNOWN, HIGH
agilent | unknown | unknown | unknown | unknown | high | Agilent instrument, UNKNOWN, HIGH
agilent | unknown | unknown | unknown | unknown | high | Agilent instrument, UNKNOWN, HIGH
agilent | unknown | unknown | unknown | unknown | high | Agilent instrument, UNKNOWN, HIGH
agilent | unknown | unknown | unknown | unknown | high | Agilent instrument, UNKNOWN, HIGH
agilent | unknown | unknown | unknown | unknown | high | Agilent instrument, UNKNOWN, HIGH
agilent | unknown | unknown | unknown | unknown | high | Agilent instrument, UNKNOWN, HIGH
agilent | unknown | unknown | unknown | unknown | high | Agilent instrument, UNKNOWN, HIGH
agilent | unknown | unknown | unknown | unknown | high | Agilent instrument, UNKNOWN, HIGH
agilent | unknown | unknown | unknown | unknown | high | Agilent instrument, UNKNOWN, HIGH
agilent | unknown | unknown | unknown | unknown | high | Agilent instrument, UNKNOWN, HIGH
agilent | unknown | unknown | unknown | unknown | high | Agilent instrument, UNKNOWN, HIGH
agilent | unknown | unknown | unknown | unknown | high | Agilent instrument, UNKNOWN, HIGH
agilent | unknown | unknown | unknown | unknown | high | Agilent instrument, UNKNOWN, HIGH
agilent | unknown | unknown | unknown | unknown | high | Agilent instrument, UNKNOWN, HIGH
agilent | unknown | unknown | unknown | unknown | high | Agilent instrument, UNKNOWN, HIGH
agilent | unknown | unknown | unknown | unknown | high | Agilent instrument, UNKNOWN, HIGH
agilent | unknown | unknown | unknown | unknown | high | Agilent instrument, UNKNOWN, HIGH
agilent | unknown | unknown | unknown | unknown | high | Agilent instrument, UNKNOWN, HIGH
agilent | unknown | unknown | unknown | unknown | high | Agilent instrument, UNKNOWN, HIGH
agilent | unknown | unknown | unknown | unknown | high | Agilent instrument, UNKNOWN, HIGH
agilent | unknown | unknown | unknown | unknown | high | Agilent instrument, UNKNOWN, HIGH
agilent | unknown | unknown | unknown | unknown | high | Agilent instrument, UNKNOWN, HIGH
agilent | unknown | unknown | unknown | unknown | high | Agilent instrument, UNKNOWN, HIGH
agilent | unknown | unknown | unknown | unknown | high | Agilent instrument, UNKNOWN, HIGH
agilent | unknown | unknown | unknown | unknown | high | Agilent instrument, UNKNOWN, HIGH
agilent | unknown | unknown | unknown | unknown | high | Agilent instrument, UNKNOWN, HIGH
agilent | unknown | unknown | unknown | unknown | high | Agilent instrument, UNKNOWN, HIGH
agilent | unknown | unknown | unknown | unknown | high | Agilent instrument, UNKNOWN, HIGH
agilent | unknown | unknown | unknown | unknown | high | Agilent instrument, UNKNOWN, HIGH
agilent | unknown | unknown | unknown | unknown | high | Agilent instrument, UNKNOWN, HIGH
agilent | unknown | unknown | unknown | unknown | high | Agilent instrument, UNKNOWN, HIGH
agilent | unknown | unknown | unknown | unknown | high | Agilent instrument, UNKNOWN, HIGH
agilent | unknown | unknown | unknown | unknown | high | Agilent instrument, UNKNOWN, HIGH
agilent | unknown | unknown | unknown | unknown | high | Agilent instrument, UNKNOWN, HIGH
agilent | unknown | unknown | unknown | unknown | high | Agilent instrument, UNKNOWN, HIGH
agilent | unknown | unknown | unknown | unknown | high | Agilent instrument, UNKNOWN, HIGH
agilent | unknown | unknown | unknown | unknown | high | Agilent instrument, UNKNOWN, HIGH
agilent | unknown | unknown | unknown | unknown | high | Agilent instrument, UNKNOWN, HIGH
agilent | unknown | unknown | unknown | unknown | high | Agilent instrument, UNKNOWN, HIGH
agilent | unknown | unknown | unknown | unknown | high | Agilent instrument, UNKNOWN, HIGH
agilent | unknown | unknown | unknown | unknown | high | Agilent instrument, UNKNOWN, HIGH
agilent | unknown | unknown | unknown | unknown | high | Agilent instrument, UNKNOWN, HIGH
agilent | unknown | unknown | unknown | unknown | high | Agilent instrument, UNKNOWN, HIGH
agilent | unknown | unknown | unknown | unknown | high | Agilent instrument, UNKNOWN, HIGH
agilent | unknown | unknown | unknown | unknown | high | Agilent instrument, UNKNOWN, HIGH
agilent | unknown | unknown | unknown | unknown | high | Agilent instrument, UNKNOWN, HIGH
agilent | unknown | unknown | unknown | unknown | high | Agilent instrument, UNKNOWN, HIGH
agilent | unknown | unknown | unknown | unknown | high | Agilent instrument, UNKNOWN, HIGH
agilent | unknown | unknown | unknown | unknown | high | Agilent instrument, UNKNOWN, HIGH
agilent | unknown | unknown | unknown | unknown | high | Agilent instrument, UNKNOWN, HIGH
agilent | unknown | unknown | unknown | unknown | high | Agilent instrument, UNKNOWN, HIGH
agilent | unknown | unknown | unknown | unknown | high | Agilent instrument, UNKNOWN, HIGH
agilent | unknown | unknown | unknown | unknown | high | Agilent instrument, UNKNOWN, HIGH
agilent | unknown | unknown | unknown | unknown | high | Agilent instrument, UNKNOWN, HIGH
agilent | unknown | unknown | unknown | unknown | high | Agilent instrument, UNKNOWN, HIGH
agilent | unknown | unknown | unknown | unknown | high | Agilent instrument, UNKNOWN, HIGH
agilent | unknown | unknown | unknown | unknown | high | Agilent instrument, UNKNOWN, HIGH
agilent | unknown | unknown | unknown | unknown | high | Agilent instrument, UNKNOWN, HIGH
agilent | unknown | unknown | unknown | unknown | high | Agilent instrument, UNKNOWN, HIGH
agilent | unknown | unknown | unknown | unknown | high | Agilent instrument, UNKNOWN, HIGH
agilent | unknown | unknown | unknown | unknown | high | Agilent instrument, UNKNOWN, HIGH
agilent | unknown | unknown | unknown | unknown | high | Agilent instrument, UNKNOWN, HIGH
agilent | unknown | unknown | unknown | unknown | high | Agilent instrument, UNKNOWN, HIGH
agilent | unknown | unknown | unknown | unknown | high | Agilent instrument, UNKNOWN, HIGH
agilent | unknown | unknown | unknown | unknown | high | Agilent instrument, UNKNOWN, HIGH
agilent | unknown | unknown | unknown | unknown | high | Agilent instrument, UNKNOWN, HIGH
agilent | unknown | unknown | unknown | unknown | high | Agilent instrument, UNKNOWN, HIGH
agilent | unknown | unknown | unknown | unknown | high | Agilent instrument, UNKNOWN, HIGH
agilent | unknown | unknown | unknown | unknown | high | Agilent instrument, UNKNOWN, HIGH
agilent | unknown | unknown | unknown | unknown | high | Agilent instrument, UNKNOWN, HIGH
agilent | unknown | unknown | unknown | unknown | high | Agilent instrument, UNKNOWN, HIGH
agilent | unknown | unknown | unknown | unknown | high | Agilent instrument, UNKNOWN, HIGH
agilent | unknown | unknown | unknown | unknown | high | Agilent instrument, UNKNOWN, HIGH
agilent | unknown | unknown | unknown | unknown | high | Agilent instrument, UNKNOWN, HIGH
agilent | unknown | unknown | unknown | unknown | high | Agilent instrument, UNKNOWN, HIGH
agilent | unknown | unknown | unknown | unknown | high | Agilent instrument, UNKNOWN, HIGH
agilent | unknown | unknown | unknown | unknown | high | Agilent instrument, UNKNOWN, HIGH
agilent | unknown | unknown | unknown | unknown | high | Agilent instrument, UNKNOWN, HIGH
agilent | unknown | unknown | unknown | unknown | high | Agilent instrument, UNKNOWN, HIGH
agilent | unknown | unknown | unknown | unknown | high | Agilent instrument, UNKNOWN, HIGH
agilent | unknown | unknown | unknown | unknown | high | Agilent instrument, UNKNOWN, HIGH
unknown | unknown | lc | it | unknown | unknown | UNKNOWN, LC-UNKNOWN-IT, UNKNOWN
unknown | unknown | lc | qit | unknown | unknown | UNKNOWN, LC-UNKNOWN-QIT, UNKNOWN
agilent | unknown | unknown | unknown | unknown | high | Agilent instrument, UNKNOWN, HIGH
agilent | unknown | unknown | unknown | unknown | high | Agilent instrument, UNKNOWN, HIGH
agilent | unknown | unknown | unknown | unknown | low | Agilent instrument, UNKNOWN, LOW
agilent | unknown | unknown | unknown | unknown | high | Agilent instrument, UNKNOWN, HIGH
agilent | unknown | unknown | unknown | unknown | high | Agilent instrument, UNKNOWN, HIGH
agilent | unknown | unknown | unknown | unknown | high | Agilent instrument, UNKNOWN, HIGH
agilent | unknown | unknown | unknown | unknown | high | Agilent instrument, UNKNOWN, HIGH
agilent | unknown | unknown | unknown | unknown | high | Agilent instrument, UNKNOWN, HIGH
agilent | unknown | unknown | unknown | unknown | high | Agilent instrument, UNKNOWN, HIGH
unknown | unknown | lc | qtof | unknown | unknown | UNKNOWN, LC-UNKNOWN-QTOF, UNKNOWN
unknown | unknown | lc | qtof | unknown | unknown | UNKNOWN, LC-UNKNOWN-QTOF, UNKNOWN
unknown | unknown | lc | qtof | unknown | unknown | UNKNOWN, LC-UNKNOWN-QTOF, UNKNOWN
unknown | unknown | lc | qtof | unknown | unknown | UNKNOWN, LC-UNKNOWN-QTOF, UNKNOWN
unknown | unknown | lc | qtof | unknown | unknown | UNKNOWN, LC-UNKNOWN-QTOF, UNKNOWN
unknown | unknown | lc | qtof | unknown | unknown | UNKNOWN, LC-UNKNOWN-QTOF, UNKNOWN
unknown | unknown | lc | qtof | unknown | unknown | UNKNOWN, LC-UNKNOWN-QTOF, UNKNOWN
unknown | unknown | lc | qtof | unknown | unknown | UNKNOWN, LC-UNKNOWN-QTOF, UNKNOWN
unknown | unknown | lc | qtof | unknown | unknown | UNKNOWN, LC-UNKNOWN-QTOF, UNKNOWN
unknown | unknown | lc | qtof | unknown | unknown | UNKNOWN, LC-UNKNOWN-QTOF, UNKNOWN
unknown | unknown | lc | qtof | unknown | unknown | UNKNOWN, LC-UNKNOWN-QTOF, UNKNOWN
unknown | unknown | lc | qtof | unknown | unknown | UNKNOWN, LC-UNKNOWN-QTOF, UNKNOWN
unknown | unknown | lc | qtof | unknown | unknown | UNKNOWN, LC-UNKNOWN-QTOF, UNKNOWN
unknown | unknown | ce | qtof | unknown | unknown | UNKNOWN, CE-UNKNOWN-QTOF, UNKNOWN
unknown | unknown | lc | qit | unknown | unknown | UNKNOWN, LC-UNKNOWN-QIT, UNKNOWN
unknown | unknown | lc | qit | unknown | unknown | UNKNOWN, LC-UNKNOWN-QIT, UNKNOWN
unknown | unknown | lc | qtof | unknown | unknown | UNKNOWN, LC-UNKNOWN-QTOF, UNKNOWN
unknown | unknown | lc | qtof | unknown | unknown | UNKNOWN, LC-UNKNOWN-QTOF, UNKNOWN
unknown | unknown | lc | qtof | unknown | unknown | UNKNOWN, LC-UNKNOWN-QTOF, UNKNOWN
unknown | unknown | lc | qtof | unknown | unknown | UNKNOWN, LC-UNKNOWN-QTOF, UNKNOWN
unknown | unknown | lc | qtof | unknown | unknown | UNKNOWN, LC-UNKNOWN-QTOF, UNKNOWN
unknown | unknown | lc | qtof | unknown | unknown | UNKNOWN, LC-UNKNOWN-QTOF, UNKNOWN
unknown | unknown | lc | qtof | unknown | unknown | UNKNOWN, LC-UNKNOWN-QTOF, UNKNOWN
unknown | unknown | lc | qtof | unknown | unknown | UNKNOWN, LC-UNKNOWN-QTOF, UNKNOWN
unknown | unknown | lc | qtof | unknown | unknown | UNKNOWN, LC-UNKNOWN-QTOF, UNKNOWN
unknown | unknown | lc | qtof | unknown | unknown | UNKNOWN, LC-UNKNOWN-QTOF, UNKNOWN
unknown | unknown | lc | qtof | unknown | unknown | UNKNOWN, LC-UNKNOWN-QTOF, UNKNOWN
unknown | unknown | lc | qtof | unknown | unknown | UNKNOWN, LC-UNKNOWN-QTOF, UNKNOWN
unknown | unknown | lc | qtof | unknown | unknown | UNKNOWN, LC-UNKNOWN-QTOF, UNKNOWN
unknown | unknown | lc | qtof | unknown | unknown | UNKNOWN, LC-UNKNOWN-QTOF, UNKNOWN
unknown | unknown | lc | qtof | unknown | unknown | UNKNOWN, LC-UNKNOWN-QTOF, UNKNOWN
unknown | unknown | lc | qtof | unknown | unknown | UNKNOWN, LC-UNKNOWN-QTOF, UNKNOWN
unknown | unknown | lc | qtof | unknown | unknown | UNKNOWN, LC-UNKNOWN-QTOF, UNKNOWN
unknown | unknown | lc | qtof | unknown | unknown | UNKNOWN, LC-UNKNOWN-QTOF, UNKNOWN
unknown | unknown | lc | qtof | unknown | unknown | UNKNOWN, LC-UNKNOWN-QTOF, UNKNOWN
unknown | unknown | lc | qtof | unknown | unknown | UNKNOWN, LC-UNKNOWN-QTOF, UNKNOWN
unknown | unknown | lc | qtof | unknown | unknown | UNKNOWN, LC-UNKNOWN-QTOF, UNKNOWN
unknown | unknown | lc | qtof | unknown | unknown | UNKNOWN, LC-UNKNOWN-QTOF, UNKNOWN
unknown | unknown | lc | qtof | unknown | unknown | UNKNOWN, LC-UNKNOWN-QTOF, UNKNOWN
unknown | unknown | lc | qtof | unknown | unknown | UNKNOWN, LC-UNKNOWN-QTOF, UNKNOWN
unknown | unknown | lc | qtof | unknown | unknown | UNKNOWN, LC-UNKNOWN-QTOF, UNKNOWN
unknown | unknown | lc | qtof | unknown | unknown | UNKNOWN, LC-UNKNOWN-QTOF, UNKNOWN
unknown | unknown | lc | qtof | unknown | unknown | UNKNOWN, LC-UNKNOWN-QTOF, UNKNOWN
unknown | unknown | lc | qtof | unknown | unknown | UNKNOWN, LC-UNKNOWN-QTOF, UNKNOWN
unknown | unknown | lc | qtof | unknown | unknown | UNKNOWN, LC-UNKNOWN-QTOF, UNKNOWN
unknown | unknown | lc | qtof | unknown | unknown | UNKNOWN, LC-UNKNOWN-QTOF, UNKNOWN
unknown | unknown | lc | qtof | unknown | unknown | UNKNOWN, LC-UNKNOWN-QTOF, UNKNOWN
unknown | unknown | lc | qtof | unknown | unknown | UNKNOWN, LC-UNKNOWN-QTOF, UNKNOWN
unknown | unknown | lc | qtof | unknown | unknown | UNKNOWN, LC-UNKNOWN-QTOF, UNKNOWN
unknown | unknown | lc | qtof | unknown | unknown | UNKNOWN, LC-UNKNOWN-QTOF, UNKNOWN
unknown | unknown | lc | qtof | unknown | unknown | UNKNOWN, LC-UNKNOWN-QTOF, UNKNOWN
unknown | unknown | lc | qtof | unknown | unknown | UNKNOWN, LC-UNKNOWN-QTOF, UNKNOWN
unknown | unknown | lc | qtof | unknown | unknown | UNKNOWN, LC-UNKNOWN-QTOF, UNKNOWN
unknown | unknown | lc | qtof | unknown | unknown | UNKNOWN, LC-UNKNOWN-QTOF, UNKNOWN
unknown | unknown | lc | qtof | unknown | unknown | UNKNOWN, LC-UNKNOWN-QTOF, UNKNOWN
unknown | unknown | lc | qtof | unknown | unknown | UNKNOWN, LC-UNKNOWN-QTOF, UNKNOWN
unknown | unknown | lc | qtof | unknown | unknown | UNKNOWN, LC-UNKNOWN-QTOF, UNKNOWN
unknown | unknown | lc | qtof | unknown | unknown | UNKNOWN, LC-UNKNOWN-QTOF, UNKNOWN
unknown | unknown | lc | qtof | unknown | unknown | UNKNOWN, LC-UNKNOWN-QTOF, UNKNOWN
unknown | unknown | lc | qtof | unknown | unknown | UNKNOWN, LC-UNKNOWN-QTOF, UNKNOWN
unknown | unknown | lc | qtof | unknown | unknown | UNKNOWN, LC-UNKNOWN-QTOF, UNKNOWN
unknown | unknown | lc | qtof | unknown | unknown | UNKNOWN, LC-UNKNOWN-QTOF, UNKNOWN
unknown | unknown | lc | qtof | unknown | unknown | UNKNOWN, LC-UNKNOWN-QTOF, UNKNOWN
unknown | unknown | lc | qtof | unknown | unknown | UNKNOWN, LC-UNKNOWN-QTOF, UNKNOWN
unknown | unknown | lc | qtof | unknown | unknown | UNKNOWN, LC-UNKNOWN-QTOF, UNKNOWN
unknown | unknown | lc | qtof | unknown | unknown | UNKNOWN, LC-UNKNOWN-QTOF, UNKNOWN
unknown | unknown | lc | qtof | unknown | unknown | UNKNOWN, LC-UNKNOWN-QTOF, UNKNOWN
unknown | unknown | lc | qtof | unknown | unknown | UNKNOWN, LC-UNKNOWN-QTOF, UNKNOWN
unknown | unknown | lc | qtof | unknown | unknown | UNKNOWN, LC-UNKNOWN-QTOF, UNKNOWN
unknown | unknown | lc | qtof | unknown | unknown | UNKNOWN, LC-UNKNOWN-QTOF, UNKNOWN
unknown | unknown | lc | qtof | unknown | unknown | UNKNOWN, LC-UNKNOWN-QTOF, UNKNOWN
unknown | unknown | lc | qtof | unknown | unknown | UNKNOWN, LC-UNKNOWN-QTOF, UNKNOWN
unknown | unknown | lc | qtof | unknown | unknown | UNKNOWN, LC-UNKNOWN-QTOF, UNKNOWN
unknown | unknown | lc | qtof | unknown | unknown | UNKNOWN, LC-UNKNOWN-QTOF, UNKNOWN
unknown | unknown | lc | qtof | unknown | unknown | UNKNOWN, LC-UNKNOWN-QTOF, UNKNOWN
unknown | unknown | lc | qtof | unknown | unknown | UNKNOWN, LC-UNKNOWN-QTOF, UNKNOWN
unknown | unknown | lc | qtof | unknown | unknown | UNKNOWN, LC-UNKNOWN-QTOF, UNKNOWN
unknown | unknown | lc | qtof | unknown | unknown | UNKNOWN, LC-UNKNOWN-QTOF, UNKNOWN
unknown | unknown | lc | qtof | unknown | unknown | UNKNOWN, LC-UNKNOWN-QTOF, UNKNOWN
unknown | unknown | lc | qtof | unknown | unknown | UNKNOWN, LC-UNKNOWN-QTOF, UNKNOWN
unknown | unknown | lc | qtof | unknown | unknown | UNKNOWN, LC-UNKNOWN-QTOF, UNKNOWN
unknown | unknown | lc | qtof | unknown | unknown | UNKNOWN, LC-UNKNOWN-QTOF, UNKNOWN
unknown | unknown | lc | qtof | unknown | unknown | UNKNOWN, LC-UNKNOWN-QTOF, UNKNOWN
unknown | unknown | lc | qtof | unknown | unknown | UNKNOWN, LC-UNKNOWN-QTOF, UNKNOWN
unknown | unknown | lc | qtof | unknown | unknown | UNKNOWN, LC-UNKNOWN-QTOF, UNKNOWN
unknown | unknown | lc | qtof | unknown | unknown | UNKNOWN, LC-UNKNOWN-QTOF, UNKNOWN
unknown | unknown | lc | qtof | unknown | unknown | UNKNOWN, LC-UNKNOWN-QTOF, UNKNOWN
unknown | unknown | lc | qtof | unknown | unknown | UNKNOWN, LC-UNKNOWN-QTOF, UNKNOWN
unknown | unknown | lc | qtof | unknown | unknown | UNKNOWN, LC-UNKNOWN-QTOF, UNKNOWN
unknown | unknown | lc | qtof | unknown | unknown | UNKNOWN, LC-UNKNOWN-QTOF, UNKNOWN
unknown | unknown | lc | qtof | unknown | unknown | UNKNOWN, LC-UNKNOWN-QTOF, UNKNOWN
unknown | unknown | lc | qtof | unknown | unknown | UNKNOWN, LC-UNKNOWN-QTOF, UNKNOWN
unknown | unknown | lc | qtof | unknown | unknown | UNKNOWN, LC-UNKNOWN-QTOF, UNKNOWN
unknown | unknown | lc | qtof | unknown | unknown | UNKNOWN, LC-UNKNOWN-QTOF, UNKNOWN
unknown | unknown | lc | qtof | unknown | unknown | UNKNOWN, LC-UNKNOWN-QTOF, UNKNOWN
unknown | unknown | lc | qtof | unknown | unknown | UNKNOWN, LC-UNKNOWN-QTOF, UNKNOWN
unknown | unknown | lc | qtof | unknown | unknown | UNKNOWN, LC-UNKNOWN-QTOF, UNKNOWN
unknown | unknown | lc | qtof | unknown | unknown | UNKNOWN, LC-UNKNOWN-QTOF, UNKNOWN
unknown | unknown | lc | qtof | unknown | unknown | UNKNOWN, LC-UNKNOWN-QTOF, UNKNOWN
unknown | unknown | lc | qtof | unknown | unknown | UNKNOWN, LC-UNKNOWN-QTOF, UNKNOWN
unknown | unknown | lc | qtof | unknown | unknown | UNKNOWN, LC-UNKNOWN-QTOF, UNKNOWN
unknown | unknown | lc | qtof | unknown | unknown | UNKNOWN, LC-UNKNOWN-QTOF, UNKNOWN
unknown | unknown | lc | qtof | unknown | unknown | UNKNOWN, LC-UNKNOWN-QTOF, UNKNOWN
unknown | unknown | lc | qtof | unknown | unknown | UNKNOWN, LC-UNKNOWN-QTOF, UNKNOWN
unknown | unknown | lc | qtof | unknown | unknown | UNKNOWN, LC-UNKNOWN-QTOF, UNKNOWN
unknown | unknown | lc | qtof | unknown | unknown | UNKNOWN, LC-UNKNOWN-QTOF, UNKNOWN
unknown | unknown | lc | qtof | unknown | unknown | UNKNOWN, LC-UNKNOWN-QTOF, UNKNOWN
unknown | unknown | lc | qtof | unknown | unknown | UNKNOWN, LC-UNKNOWN-QTOF, UNKNOWN
unknown | unknown | lc | qtof | unknown | unknown | UNKNOWN, LC-UNKNOWN-QTOF, UNKNOWN
unknown | unknown | lc | qtof | unknown | unknown | UNKNOWN, LC-UNKNOWN-QTOF, UNKNOWN
unknown | unknown | lc | qtof | unknown | unknown | UNKNOWN, LC-UNKNOWN-QTOF, UNKNOWN
unknown | unknown | lc | qtof | unknown | unknown | UNKNOWN, LC-UNKNOWN-QTOF, UNKNOWN
unknown | unknown | lc | qtof | unknown | unknown | UNKNOWN, LC-UNKNOWN-QTOF, UNKNOWN
unknown | unknown | lc | qtof | unknown | unknown | UNKNOWN, LC-UNKNOWN-QTOF, UNKNOWN
unknown | unknown | lc | qtof | unknown | unknown | UNKNOWN, LC-UNKNOWN-QTOF, UNKNOWN
unknown | unknown | lc | qtof | unknown | unknown | UNKNOWN, LC-UNKNOWN-QTOF, UNKNOWN
unknown | unknown | lc | qtof | unknown | unknown | UNKNOWN, LC-UNKNOWN-QTOF, UNKNOWN
unknown | unknown | lc | qtof | unknown | unknown | UNKNOWN, LC-UNKNOWN-QTOF, UNKNOWN
unknown | unknown | lc | qtof | unknown | unknown | UNKNOWN, LC-UNKNOWN-QTOF, UNKNOWN
unknown | unknown | lc | qtof | unknown | unknown | UNKNOWN, LC-UNKNOWN-QTOF, UNKNOWN
unknown | unknown | lc | qtof | unknown | unknown | UNKNOWN, LC-UNKNOWN-QTOF, UNKNOWN
unknown | unknown | lc | qtof | unknown | unknown | UNKNOWN, LC-UNKNOWN-QTOF, UNKNOWN
unknown | unknown | lc | qtof | unknown | unknown | UNKNOWN, LC-UNKNOWN-QTOF, UNKNOWN
unknown | unknown | lc | qtof | unknown | unknown | UNKNOWN, LC-UNKNOWN-QTOF, UNKNOWN
unknown | unknown | lc | qtof | unknown | unknown | UNKNOWN, LC-UNKNOWN-QTOF, UNKNOWN
unknown | unknown | lc | qtof | unknown | unknown | UNKNOWN, LC-UNKNOWN-QTOF, UNKNOWN
unknown | unknown | lc | qtof | unknown | unknown | UNKNOWN, LC-UNKNOWN-QTOF, UNKNOWN
unknown | unknown | lc | qtof | unknown | unknown | UNKNOWN, LC-UNKNOWN-QTOF, UNKNOWN
unknown | unknown | lc | qtof | unknown | unknown | UNKNOWN, LC-UNKNOWN-QTOF, UNKNOWN
unknown | unknown | lc | qtof | unknown | unknown | UNKNOWN, LC-UNKNOWN-QTOF, UNKNOWN
unknown | unknown | lc | qtof | unknown | unknown | UNKNOWN, LC-UNKNOWN-QTOF, UNKNOWN
unknown | unknown | lc | qtof | unknown | unknown | UNKNOWN, LC-UNKNOWN-QTOF, UNKNOWN
unknown | unknown | lc | qtof | unknown | unknown | UNKNOWN, LC-UNKNOWN-QTOF, UNKNOWN
unknown | unknown | lc | qtof | unknown | unknown | UNKNOWN, LC-UNKNOWN-QTOF, UNKNOWN
unknown | unknown | lc | qtof | unknown | unknown | UNKNOWN, LC-UNKNOWN-QTOF, UNKNOWN
unknown | unknown | lc | qtof | unknown | unknown | UNKNOWN, LC-UNKNOWN-QTOF, UNKNOWN
unknown | unknown | lc | qtof | unknown | unknown | UNKNOWN, LC-UNKNOWN-QTOF, UNKNOWN
unknown | unknown | lc | qtof | unknown | unknown | UNKNOWN, LC-UNKNOWN-QTOF, UNKNOWN
unknown | unknown | lc | qtof | unknown | unknown | UNKNOWN, LC-UNKNOWN-QTOF, UNKNOWN
unknown | unknown | lc | qtof | unknown | unknown | UNKNOWN, LC-UNKNOWN-QTOF, UNKNOWN
unknown | unknown | lc | qtof | unknown | unknown | UNKNOWN, LC-UNKNOWN-QTOF, UNKNOWN
unknown | unknown | lc | qtof | unknown | unknown | UNKNOWN, LC-UNKNOWN-QTOF, UNKNOWN
unknown | unknown | lc | qtof | unknown | unknown | UNKNOWN, LC-UNKNOWN-QTOF, UNKNOWN
unknown | unknown | ce | unknown | esi | unknown | UNKNOWN, CE-ESI-UNKNOWN, UNKNOWN
unknown | unknown | lc | unknown | esi | unknown | UNKNOWN, LC-ESI-UNKNOWN, UNKNOWN
unknown | unknown | lc | unknown | esi | unknown | UNKNOWN, LC-ESI-UNKNOWN, UNKNOWN
unknown | unknown | lc | unknown | esi | unknown | UNKNOWN, LC-ESI-UNKNOWN, UNKNOWN
unknown | unknown | lc | unknown | esi | unknown | UNKNOWN, LC-ESI-UNKNOWN, UNKNOWN
unknown | unknown | lc | tof | unknown | unknown | UNKNOWN, LC-UNKNOWN-TOF, UNKNOWN
unknown | unknown | ce | tof | unknown | unknown | UNKNOWN, CE-UNKNOWN-TOF, UNKNOWN
unknown | unknown | lc | qqq | unknown | unknown | UNKNOWN, LC-UNKNOWN-QQQ, UNKNOWN
unknown | unknown | lc | qtof | unknown | unknown | UNKNOWN, LC-UNKNOWN-QTOF, UNKNOWN
unknown | unknown | lc | qtof | unknown | unknown | UNKNOWN, LC-UNKNOWN-QTOF, UNKNOWN
unknown | unknown | lc | qtof | unknown | unknown | UNKNOWN, LC-UNKNOWN-QTOF, UNKNOWN
unknown | unknown | lc | qtof | unknown | unknown | UNKNOWN, LC-UNKNOWN-QTOF, UNKNOWN
unknown | unknown | lc | qtof | unknown | unknown | UNKNOWN, LC-UNKNOWN-QTOF, UNKNOWN
unknown | unknown | lc | qtof | unknown | unknown | UNKNOWN, LC-UNKNOWN-QTOF, UNKNOWN
unknown | unknown | lc | qtof | unknown | unknown | UNKNOWN, LC-UNKNOWN-QTOF, UNKNOWN
unknown | unknown | lc | qtof | unknown | unknown | UNKNOWN, LC-UNKNOWN-QTOF, UNKNOWN
unknown | unknown | lc | unknown | esi | unknown | UNKNOWN, LC-ESI-UNKNOWN, UNKNOWN
unknown | unknown | lc | unknown | esi | unknown | UNKNOWN, LC-ESI-UNKNOWN, UNKNOWN
unknown | unknown | lc | unknown | esi | unknown | UNKNOWN, LC-ESI-UNKNOWN, UNKNOWN
unknown | unknown | lc | unknown | esi | unknown | UNKNOWN, LC-ESI-UNKNOWN, UNKNOWN
unknown | unknown | lc | unknown | esi | unknown | UNKNOWN, LC-ESI-UNKNOWN, UNKNOWN
unknown | unknown | lc | unknown | esi | unknown | UNKNOWN, LC-ESI-UNKNOWN, UNKNOWN
unknown | unknown | lc | unknown | esi | unknown | UNKNOWN, LC-ESI-UNKNOWN, UNKNOWN
unknown | unknown | lc | unknown | esi | unknown | UNKNOWN, LC-ESI-UNKNOWN, UNKNOWN
unknown | unknown | lc | unknown | esi | unknown | UNKNOWN, LC-ESI-UNKNOWN, UNKNOWN
unknown | unknown | lc | unknown | esi | unknown | UNKNOWN, LC-ESI-UNKNOWN, UNKNOWN
unknown | unknown | lc | unknown | esi | unknown | UNKNOWN, LC-ESI-UNKNOWN, UNKNOWN
unknown | unknown | lc | unknown | esi | unknown | UNKNOWN, LC-ESI-UNKNOWN, UNKNOWN
unknown | unknown | lc | unknown | esi | unknown | UNKNOWN, LC-ESI-UNKNOWN, UNKNOWN
unknown | unknown | lc | unknown | esi | unknown | UNKNOWN, LC-ESI-UNKNOWN, UNKNOWN
unknown | unknown | lc | unknown | esi | unknown | UNKNOWN, LC-ESI-UNKNOWN, UNKNOWN
unknown | unknown | lc | unknown | esi | unknown | UNKNOWN, LC-ESI-UNKNOWN, UNKNOWN
unknown | unknown | lc | unknown | esi | unknown | UNKNOWN, LC-ESI-UNKNOWN, UNKNOWN
unknown | unknown | lc | unknown | esi | unknown | UNKNOWN, LC-ESI-UNKNOWN, UNKNOWN
unknown | unknown | lc | unknown | esi | unknown | UNKNOWN, LC-ESI-UNKNOWN, UNKNOWN
unknown | unknown | lc | unknown | esi | unknown | UNKNOWN, LC-ESI-UNKNOWN, UNKNOWN
unknown | unknown | lc | unknown | esi | unknown | UNKNOWN, LC-ESI-UNKNOWN, UNKNOWN
unknown | unknown | lc | unknown | esi | unknown | UNKNOWN, LC-ESI-UNKNOWN, UNKNOWN
unknown | unknown | lc | unknown | esi | unknown | UNKNOWN, LC-ESI-UNKNOWN, UNKNOWN
unknown | unknown | lc | unknown | esi | unknown | UNKNOWN, LC-ESI-UNKNOWN, UNKNOWN
unknown | unknown | lc | unknown | esi | unknown | UNKNOWN, LC-ESI-UNKNOWN, UNKNOWN
unknown | unknown | lc | unknown | esi | unknown | UNKNOWN, LC-ESI-UNKNOWN, UNKNOWN
unknown | unknown | lc | unknown | esi | unknown | UNKNOWN, LC-ESI-UNKNOWN, UNKNOWN
unknown | unknown | lc | unknown | esi | unknown | UNKNOWN, LC-ESI-UNKNOWN, UNKNOWN
unknown | unknown | lc | unknown | esi | unknown | UNKNOWN, LC-ESI-UNKNOWN, UNKNOWN
unknown | unknown | lc | unknown | esi | unknown | UNKNOWN, LC-ESI-UNKNOWN, UNKNOWN
unknown | unknown | lc | unknown | esi | unknown | UNKNOWN, LC-ESI-UNKNOWN, UNKNOWN
unknown | unknown | lc | unknown | esi | unknown | UNKNOWN, LC-ESI-UNKNOWN, UNKNOWN
unknown | unknown | lc | unknown | esi | unknown | UNKNOWN, LC-ESI-UNKNOWN, UNKNOWN
unknown | unknown | lc | unknown | esi | unknown | UNKNOWN, LC-ESI-UNKNOWN, UNKNOWN
unknown | unknown | lc | unknown | esi | unknown | UNKNOWN, LC-ESI-UNKNOWN, UNKNOWN
unknown | unknown | lc | unknown | esi | unknown | UNKNOWN, LC-ESI-UNKNOWN, UNKNOWN
unknown | unknown | lc | unknown | esi | unknown | UNKNOWN, LC-ESI-UNKNOWN, UNKNOWN
unknown | unknown | lc | unknown | esi | unknown | UNKNOWN, LC-ESI-UNKNOWN, UNKNOWN
unknown | unknown | lc | unknown | esi | unknown | UNKNOWN, LC-ESI-UNKNOWN, UNKNOWN
unknown | unknown | lc | unknown | esi | unknown | UNKNOWN, LC-ESI-UNKNOWN, UNKNOWN
unknown | unknown | lc | unknown | esi | unknown | UNKNOWN, LC-ESI-UNKNOWN, UNKNOWN
unknown | unknown | lc | unknown | esi | unknown | UNKNOWN, LC-ESI-UNKNOWN, UNKNOWN
unknown | unknown | lc | unknown | esi | unknown | UNKNOWN, LC-ESI-UNKNOWN, UNKNOWN
unknown | unknown | lc | unknown | esi | unknown | UNKNOWN, LC-ESI-UNKNOWN, UNKNOWN
unknown | unknown | lc | unknown | esi | unknown | UNKNOWN, LC-ESI-UNKNOWN, UNKNOWN
unknown | unknown | lc | unknown | esi | unknown | UNKNOWN, LC-ESI-UNKNOWN, UNKNOWN
unknown | unknown | lc | unknown | esi | unknown | UNKNOWN, LC-ESI-UNKNOWN, UNKNOWN
unknown | unknown | lc | unknown | esi | unknown | UNKNOWN, LC-ESI-UNKNOWN, UNKNOWN
unknown | unknown | lc | unknown | esi | unknown | UNKNOWN, LC-ESI-UNKNOWN, UNKNOWN
unknown | unknown | lc | unknown | esi | unknown | UNKNOWN, LC-ESI-UNKNOWN, UNKNOWN
unknown | unknown | lc | unknown | esi | unknown | UNKNOWN, LC-ESI-UNKNOWN, UNKNOWN
unknown | unknown | lc | unknown | esi | unknown | UNKNOWN, LC-ESI-UNKNOWN, UNKNOWN
unknown | unknown | lc | unknown | esi | unknown | UNKNOWN, LC-ESI-UNKNOWN, UNKNOWN
unknown | unknown | lc | unknown | esi | unknown | UNKNOWN, LC-ESI-UNKNOWN, UNKNOWN
unknown | unknown | lc | unknown | esi | unknown | UNKNOWN, LC-ESI-UNKNOWN, UNKNOWN
unknown | unknown | lc | unknown | esi | unknown | UNKNOWN, LC-ESI-UNKNOWN, UNKNOWN
unknown | unknown | lc | unknown | esi | unknown | UNKNOWN, LC-ESI-UNKNOWN, UNKNOWN
unknown | unknown | lc | unknown | esi | unknown | UNKNOWN, LC-ESI-UNKNOWN, UNKNOWN
unknown | unknown | lc | unknown | esi | unknown | UNKNOWN, LC-ESI-UNKNOWN, UNKNOWN
unknown | unknown | lc | unknown | esi | unknown | UNKNOWN, LC-ESI-UNKNOWN, UNKNOWN
unknown | unknown | lc | unknown | esi | unknown | UNKNOWN, LC-ESI-UNKNOWN, UNKNOWN
unknown | unknown | lc | unknown | esi | unknown | UNKNOWN, LC-ESI-UNKNOWN, UNKNOWN
unknown | unknown | lc | unknown | esi | unknown | UNKNOWN, LC-ESI-UNKNOWN, UNKNOWN
unknown | unknown | lc | unknown | esi | unknown | UNKNOWN, LC-ESI-UNKNOWN, UNKNOWN
unknown | unknown | lc | unknown | esi | unknown | UNKNOWN, LC-ESI-UNKNOWN, UNKNOWN
unknown | unknown | lc | unknown | esi | unknown | UNKNOWN, LC-ESI-UNKNOWN, UNKNOWN
unknown | unknown | lc | unknown | esi | unknown | UNKNOWN, LC-ESI-UNKNOWN, UNKNOWN
unknown | unknown | lc | unknown | esi | unknown | UNKNOWN, LC-ESI-UNKNOWN, UNKNOWN
unknown | unknown | lc | unknown | esi | unknown | UNKNOWN, LC-ESI-UNKNOWN, UNKNOWN
unknown | unknown | lc | unknown | esi | unknown | UNKNOWN, LC-ESI-UNKNOWN, UNKNOWN
unknown | unknown | lc | unknown | esi | unknown | UNKNOWN, LC-ESI-UNKNOWN, UNKNOWN
unknown | unknown | lc | unknown | esi | unknown | UNKNOWN, LC-ESI-UNKNOWN, UNKNOWN
unknown | unknown | lc | unknown | esi | unknown | UNKNOWN, LC-ESI-UNKNOWN, UNKNOWN
unknown | unknown | lc | unknown | esi | unknown | UNKNOWN, LC-ESI-UNKNOWN, UNKNOWN
unknown | unknown | lc | unknown | esi | unknown | UNKNOWN, LC-ESI-UNKNOWN, UNKNOWN
unknown | unknown | lc | unknown | esi | unknown | UNKNOWN, LC-ESI-UNKNOWN, UNKNOWN
unknown | unknown | lc | unknown | esi | unknown | UNKNOWN, LC-ESI-UNKNOWN, UNKNOWN
unknown | unknown | lc | unknown | esi | unknown | UNKNOWN, LC-ESI-UNKNOWN, UNKNOWN
unknown | unknown | lc | unknown | esi | unknown | UNKNOWN, LC-ESI-UNKNOWN, UNKNOWN
unknown | unknown | lc | unknown | esi | unknown | UNKNOWN, LC-ESI-UNKNOWN, UNKNOWN
unknown | unknown | lc | unknown | esi | unknown | UNKNOWN, LC-ESI-UNKNOWN, UNKNOWN
unknown | unknown | lc | unknown | esi | unknown | UNKNOWN, LC-ESI-UNKNOWN, UNKNOWN
unknown | unknown | lc | unknown | esi | unknown | UNKNOWN, LC-ESI-UNKNOWN, UNKNOWN
unknown | unknown | lc | unknown | esi | unknown | UNKNOWN, LC-ESI-UNKNOWN, UNKNOWN
unknown | unknown | lc | unknown | esi | unknown | UNKNOWN, LC-ESI-UNKNOWN, UNKNOWN
unknown | unknown | lc | unknown | esi | unknown | UNKNOWN, LC-ESI-UNKNOWN, UNKNOWN
unknown | unknown | lc | unknown | esi | unknown | UNKNOWN, LC-ESI-UNKNOWN, UNKNOWN
unknown | unknown | lc | unknown | esi | unknown | UNKNOWN, LC-ESI-UNKNOWN, UNKNOWN
unknown | unknown | lc | unknown | esi | unknown | UNKNOWN, LC-ESI-UNKNOWN, UNKNOWN
unknown | unknown | lc | unknown | esi | unknown | UNKNOWN, LC-ESI-UNKNOWN, UNKNOWN
unknown | unknown | lc | unknown | esi | unknown | UNKNOWN, LC-ESI-UNKNOWN, UNKNOWN
unknown | unknown | lc | unknown | esi | unknown | UNKNOWN, LC-ESI-UNKNOWN, UNKNOWN
unknown | unknown | lc | unknown | esi | unknown | UNKNOWN, LC-ESI-UNKNOWN, UNKNOWN
unknown | unknown | lc | unknown | esi | unknown | UNKNOWN, LC-ESI-UNKNOWN, UNKNOWN
unknown | unknown | lc | unknown | esi | unknown | UNKNOWN, LC-ESI-UNKNOWN, UNKNOWN
unknown | unknown | lc | unknown | esi | unknown | UNKNOWN, LC-ESI-UNKNOWN, UNKNOWN
unknown | unknown | lc | unknown | esi | unknown | UNKNOWN, LC-ESI-UNKNOWN, UNKNOWN
unknown | unknown | lc | unknown | esi | unknown | UNKNOWN, LC-ESI-UNKNOWN, UNKNOWN
unknown | unknown | lc | unknown | esi | unknown | UNKNOWN, LC-ESI-UNKNOWN, UNKNOWN
unknown | unknown | lc | unknown | esi | unknown | UNKNOWN, LC-ESI-UNKNOWN, UNKNOWN
unknown | unknown | lc | unknown | esi | unknown | UNKNOWN, LC-ESI-UNKNOWN, UNKNOWN
unknown | unknown | lc | unknown | esi | unknown | UNKNOWN, LC-ESI-UNKNOWN, UNKNOWN
unknown | unknown | lc | unknown | esi | unknown | UNKNOWN, LC-ESI-UNKNOWN, UNKNOWN
unknown | unknown | lc | unknown | esi | unknown | UNKNOWN, LC-ESI-UNKNOWN, UNKNOWN
unknown | unknown | lc | unknown | esi | unknown | UNKNOWN, LC-ESI-UNKNOWN, UNKNOWN
unknown | unknown | lc | unknown | esi | unknown | UNKNOWN, LC-ESI-UNKNOWN, UNKNOWN
unknown | unknown | lc | unknown | esi | unknown | UNKNOWN, LC-ESI-UNKNOWN, UNKNOWN
unknown | unknown | lc | unknown | esi | unknown | UNKNOWN, LC-ESI-UNKNOWN, UNKNOWN
unknown | unknown | lc | unknown | esi | unknown | UNKNOWN, LC-ESI-UNKNOWN, UNKNOWN
unknown | unknown | lc | unknown | esi | unknown | UNKNOWN, LC-ESI-UNKNOWN, UNKNOWN
unknown | unknown | lc | unknown | esi | unknown | UNKNOWN, LC-ESI-UNKNOWN, UNKNOWN
unknown | unknown | lc | unknown | esi | unknown | UNKNOWN, LC-ESI-UNKNOWN, UNKNOWN
unknown | unknown | lc | unknown | esi | unknown | UNKNOWN, LC-ESI-UNKNOWN, UNKNOWN
unknown | unknown | lc | unknown | esi | unknown | UNKNOWN, LC-ESI-UNKNOWN, UNKNOWN
unknown | unknown | lc | unknown | esi | unknown | UNKNOWN, LC-ESI-UNKNOWN, UNKNOWN
unknown | unknown | lc | unknown | esi | unknown | UNKNOWN, LC-ESI-UNKNOWN, UNKNOWN
unknown | unknown | lc | unknown | esi | unknown | UNKNOWN, LC-ESI-UNKNOWN, UNKNOWN
unknown | unknown | lc | unknown | esi | unknown | UNKNOWN, LC-ESI-UNKNOWN, UNKNOWN
unknown | unknown | lc | unknown | esi | unknown | UNKNOWN, LC-ESI-UNKNOWN, UNKNOWN
unknown | unknown | lc | unknown | esi | unknown | UNKNOWN, LC-ESI-UNKNOWN, UNKNOWN
unknown | unknown | lc | unknown | esi | unknown | UNKNOWN, LC-ESI-UNKNOWN, UNKNOWN
unknown | unknown | lc | unknown | esi | unknown | UNKNOWN, LC-ESI-UNKNOWN, UNKNOWN
unknown | unknown | lc | unknown | esi | unknown | UNKNOWN, LC-ESI-UNKNOWN, UNKNOWN
unknown | unknown | lc | unknown | esi | unknown | UNKNOWN, LC-ESI-UNKNOWN, UNKNOWN
unknown | unknown | lc | unknown | esi | unknown | UNKNOWN, LC-ESI-UNKNOWN, UNKNOWN
unknown | unknown | lc | unknown | esi | unknown | UNKNOWN, LC-ESI-UNKNOWN, UNKNOWN
unknown | unknown | lc | unknown | esi | unknown | UNKNOWN, LC-ESI-UNKNOWN, UNKNOWN
unknown | unknown | lc | unknown | esi | unknown | UNKNOWN, LC-ESI-UNKNOWN, UNKNOWN
agilent | unknown | unknown | tof | esi | high | Agilent instrument, LC-ESI-TOF, HIGH
agilent | unknown | unknown | tof | esi | high | Agilent instrument, LC-ESI-TOF, HIGH
agilent | unknown | unknown | qqq | esi | low | Agilent instrument, LC-ESI-QQQ, LOW
agilent | unknown | unknown | qtof | esi | high | Agilent instrument, LC-ESI-QTOF, HIGH
unknown | unknown | lc | unknown | esi | unknown | UNKNOWN, LC-ESI-UNKNOWN, UNKNOWN
unknown | unknown | lc | unknown | esi | unknown | UNKNOWN, LC-ESI-UNKNOWN, UNKNOWN
unknown | unknown | lc | unknown | esi | unknown | UNKNOWN, LC-ESI-UNKNOWN, UNKNOWN
unknown | unknown | lc | unknown | esi | unknown | UNKNOWN, LC-ESI-UNKNOWN, UNKNOWN
unknown | unknown | lc | unknown | esi | unknown | UNKNOWN, LC-ESI-UNKNOWN, UNKNOWN
unknown | unknown | lc | unknown | esi | unknown | UNKNOWN, LC-ESI-UNKNOWN, UNKNOWN
unknown | unknown | lc | unknown | esi | unknown | UNKNOWN, LC-ESI-UNKNOWN, UNKNOWN
unknown | unknown | lc | unknown | esi | unknown | UNKNOWN, LC-ESI-UNKNOWN, UNKNOWN
unknown | unknown | lc | unknown | esi | unknown | UNKNOWN, LC-ESI-UNKNOWN, UNKNOWN
unknown | unknown | lc | unknown | esi | unknown | UNKNOWN, LC-ESI-UNKNOWN, UNKNOWN
unknown | unknown | lc | unknown | esi | unknown | UNKNOWN, LC-ESI-UNKNOWN, UNKNOWN
agilent | unknown | unknown | qtof | esi | high | Agilent instrument, LC-ESI-QTOF, HIGH
agilent | unknown | unknown | qtof | esi | high | Agilent instrument, LC-ESI-QTOF, HIGH
agilent | unknown | unknown | qtof | esi | high | Agilent instrument, LC-ESI-QTOF, HIGH
agilent | unknown | unknown | qtof | esi | high | Agilent instrument, LC-ESI-QTOF, HIGH
agilent | unknown | unknown | qtof | esi | high | Agilent instrument, LC-ESI-QTOF, HIGH
agilent | unknown | unknown | qtof | esi | high | Agilent instrument, LC-ESI-QTOF, HIGH
agilent | unknown | unknown | qtof | esi | high | Agilent instrument, LC-ESI-QTOF, HIGH
agilent | unknown | unknown | qtof | esi | high | Agilent instrument, LC-ESI-QTOF, HIGH
agilent | unknown | unknown | qtof | esi | high | Agilent instrument, LC-ESI-QTOF, HIGH
agilent | unknown | unknown | qtof | esi | high | Agilent instrument, LC-ESI-QTOF, HIGH
agilent | unknown | unknown | qtof | esi | high | Agilent instrument, LC-ESI-QTOF, HIGH
agilent | unknown | unknown | qtof | esi | high | Agilent instrument, LC-ESI-QTOF, HIGH
agilent | unknown | unknown | qtof | esi | high | Agilent instrument, LC-ESI-QTOF, HIGH
agilent | unknown | unknown | qtof | esi | high | Agilent instrument, LC-ESI-QTOF, HIGH
agilent | unknown | unknown | qtof | esi | high | Agilent instrument, LC-ESI-QTOF, HIGH
agilent | unknown | unknown | qtof | esi | high | Agilent instrument, LC-ESI-QTOF, HIGH
agilent | unknown | unknown | qtof | esi | high | Agilent instrument, LC-ESI-QTOF, HIGH
agilent | unknown | unknown | qtof | esi | high | Agilent instrument, LC-ESI-QTOF, HIGH
agilent | unknown | unknown | qtof | esi | high | Agilent instrument, LC-ESI-QTOF, HIGH
agilent | unknown | unknown | qtof | esi | high | Agilent instrument, LC-ESI-QTOF, HIGH
agilent | unknown | unknown | qtof | esi | high | Agilent instrument, LC-ESI-QTOF, HIGH
agilent | unknown | unknown | qtof | esi | high | Agilent instrument, LC-ESI-QTOF, HIGH
agilent | unknown | unknown | qtof | esi | high | Agilent instrument, LC-ESI-QTOF, HIGH
agilent | unknown | unknown | qtof | esi | high | Agilent instrument, LC-ESI-QTOF, HIGH
agilent | unknown | unknown | qtof | esi | high | Agilent instrument, LC-ESI-QTOF, HIGH
agilent | unknown | unknown | qtof | esi | high | Agilent instrument, LC-ESI-QTOF, HIGH
agilent | unknown | unknown | qtof | esi | high | Agilent instrument, LC-ESI-QTOF, HIGH
agilent | unknown | unknown | qtof | esi | high | Agilent instrument, LC-ESI-QTOF, HIGH
agilent | unknown | unknown | qtof | esi | high | Agilent instrument, LC-ESI-QTOF, HIGH
agilent | unknown | unknown | qtof | esi | high | Agilent instrument, LC-ESI-QTOF, HIGH
agilent | unknown | unknown | qtof | esi | high | Agilent instrument, LC-ESI-QTOF, HIGH
agilent | unknown | unknown | qtof | esi | high | Agilent instrument, LC-ESI-QTOF, HIGH
agilent | unknown | unknown | qtof | esi | high | Agilent instrument, LC-ESI-QTOF, HIGH
agilent | unknown | unknown | qtof | esi | high | Agilent instrument, LC-ESI-QTOF, HIGH
agilent | unknown | unknown | qtof | esi | high | Agilent instrument, LC-ESI-QTOF, HIGH
agilent | unknown | unknown | qtof | esi | high | Agilent instrument, LC-ESI-QTOF, HIGH
agilent | unknown | unknown | qtof | esi | high | Agilent instrument, LC-ESI-QTOF, HIGH
agilent | unknown | unknown | qtof | esi | high | Agilent instrument, LC-ESI-QTOF, HIGH
agilent | unknown | unknown | qtof | esi | high | Agilent instrument, LC-ESI-QTOF, HIGH
agilent | unknown | unknown | qtof | esi | high | Agilent instrument, LC-ESI-QTOF, HIGH
agilent | unknown | unknown | qtof | esi | high | Agilent instrument, LC-ESI-QTOF, HIGH
agilent | unknown | unknown | qtof | esi | high | Agilent instrument, LC-ESI-QTOF, HIGH
agilent | unknown | unknown | qtof | esi | high | Agilent instrument, LC-ESI-QTOF, HIGH
agilent | unknown | unknown | qtof | esi | high | Agilent instrument, LC-ESI-QTOF, HIGH
agilent | unknown | unknown | qtof | esi | high | Agilent instrument, LC-ESI-QTOF, HIGH
agilent | unknown | unknown | qtof | esi | high | Agilent instrument, LC-ESI-QTOF, HIGH
agilent | unknown | unknown | qtof | esi | high | Agilent instrument, LC-ESI-QTOF, HIGH
agilent | unknown | unknown | qtof | esi | high | Agilent instrument, LC-ESI-QTOF, HIGH
agilent | unknown | unknown | qtof | esi | high | Agilent instrument, LC-ESI-QTOF, HIGH
agilent | unknown | unknown | qtof | esi | high | Agilent instrument, LC-ESI-QTOF, HIGH
agilent | unknown | unknown | qtof | esi | high | Agilent instrument, LC-ESI-QTOF, HIGH
agilent | unknown | unknown | qtof | esi | high | Agilent instrument, LC-ESI-QTOF, HIGH
agilent | unknown | unknown | qtof | esi | high | Agilent instrument, LC-ESI-QTOF, HIGH
agilent | unknown | unknown | qtof | esi | high | Agilent instrument, LC-ESI-QTOF, HIGH
agilent | unknown | unknown | qtof | esi | high | Agilent instrument, LC-ESI-QTOF, HIGH
agilent | unknown | unknown | qtof | esi | high | Agilent instrument, LC-ESI-QTOF, HIGH
agilent | unknown | unknown | qtof | esi | high | Agilent instrument, LC-ESI-QTOF, HIGH
agilent | unknown | unknown | qtof | esi | high | Agilent instrument, LC-ESI-QTOF, HIGH
agilent | unknown | unknown | qtof | esi | high | Agilent instrument, LC-ESI-QTOF, HIGH
agilent | unknown | unknown | qtof | esi | high | Agilent instrument, LC-ESI-QTOF, HIGH
agilent | unknown | unknown | qtof | esi | high | Agilent instrument, LC-ESI-QTOF, HIGH
agilent | unknown | unknown | qtof | esi | high | Agilent instrument, LC-ESI-QTOF, HIGH
agilent | unknown | unknown | qtof | esi | high | Agilent instrument, LC-ESI-QTOF, HIGH
agilent | unknown | unknown | qtof | esi | high | Agilent instrument, LC-ESI-QTOF, HIGH
agilent | unknown | unknown | qtof | esi | high | Agilent instrument, LC-ESI-QTOF, HIGH
agilent | unknown | unknown | qtof | esi | high | Agilent instrument, LC-ESI-QTOF, HIGH
agilent | unknown | unknown | qtof | esi | high | Agilent instrument, LC-ESI-QTOF, HIGH
agilent | unknown | unknown | qtof | esi | high | Agilent instrument, LC-ESI-QTOF, HIGH
agilent | unknown | unknown | qtof | esi | high | Agilent instrument, LC-ESI-QTOF, HIGH
agilent | unknown | unknown | qtof | esi | high | Agilent instrument, LC-ESI-QTOF, HIGH
agilent | unknown | unknown | qtof | esi | high | Agilent instrument, LC-ESI-QTOF, HIGH
agilent | unknown | unknown | qtof | esi | high | Agilent instrument, LC-ESI-QTOF, HIGH
agilent | unknown | unknown | qtof | esi | high | Agilent instrument, LC-ESI-QTOF, HIGH
agilent | unknown | unknown | qtof | esi | high | Agilent instrument, LC-ESI-QTOF, HIGH
agilent | unknown | unknown | qtof | esi | high | Agilent instrument, LC-ESI-QTOF, HIGH
agilent | unknown | unknown | qtof | esi | high | Agilent instrument, LC-ESI-QTOF, HIGH
agilent | unknown | unknown | qtof | esi | high | Agilent instrument, LC-ESI-QTOF, HIGH
agilent | unknown | unknown | qtof | esi | high | Agilent instrument, LC-ESI-QTOF, HIGH
agilent | unknown | unknown | qtof | esi | high | Agilent instrument, LC-ESI-QTOF, HIGH
agilent | unknown | unknown | qtof | esi | high | Agilent instrument, LC-ESI-QTOF, HIGH
agilent | unknown | unknown | qtof | esi | high | Agilent instrument, LC-ESI-QTOF, HIGH
agilent | unknown | unknown | qtof | esi | high | Agilent instrument, LC-ESI-QTOF, HIGH
agilent | unknown | unknown | qtof | esi | high | Agilent instrument, LC-ESI-QTOF, HIGH
agilent | unknown | unknown | qtof | esi | high | Agilent instrument, LC-ESI-QTOF, HIGH
agilent | unknown | unknown | qtof | esi | high | Agilent instrument, LC-ESI-QTOF, HIGH
agilent | unknown | unknown | qtof | esi | high | Agilent instrument, LC-ESI-QTOF, HIGH
agilent | unknown | unknown | qtof | esi | high | Agilent instrument, LC-ESI-QTOF, HIGH
agilent | unknown | unknown | qtof | esi | high | Agilent instrument, LC-ESI-QTOF, HIGH
agilent | unknown | unknown | qtof | esi | high | Agilent instrument, LC-ESI-QTOF, HIGH
agilent | unknown | unknown | qtof | esi | high | Agilent instrument, LC-ESI-QTOF, HIGH
agilent | unknown | unknown | qtof | esi | high | Agilent instrument, LC-ESI-QTOF, HIGH
agilent | unknown | unknown | qtof | esi | high | Agilent instrument, LC-ESI-QTOF, HIGH
agilent | unknown | unknown | qtof | esi | high | Agilent instrument, LC-ESI-QTOF, HIGH
agilent | unknown | unknown | qtof | esi | high | Agilent instrument, LC-ESI-QTOF, HIGH
agilent | unknown | unknown | qtof | esi | high | Agilent instrument, LC-ESI-QTOF, HIGH
agilent | unknown | unknown | qtof | esi | high | Agilent instrument, LC-ESI-QTOF, HIGH
agilent | unknown | unknown | qtof | esi | high | Agilent instrument, LC-ESI-QTOF, HIGH
agilent | unknown | unknown | qtof | esi | high | Agilent instrument, LC-ESI-QTOF, HIGH
agilent | unknown | unknown | qtof | esi | high | Agilent instrument, LC-ESI-QTOF, HIGH
agilent | unknown | unknown | qtof | esi | high | Agilent instrument, LC-ESI-QTOF, HIGH
agilent | unknown | unknown | qtof | esi | high | Agilent instrument, LC-ESI-QTOF, HIGH
agilent | unknown | unknown | qtof | esi | high | Agilent instrument, LC-ESI-QTOF, HIGH
agilent | unknown | unknown | qtof | esi | high | Agilent instrument, LC-ESI-QTOF, HIGH
agilent | unknown | unknown | qtof | esi | high | Agilent instrument, LC-ESI-QTOF, HIGH
agilent | unknown | unknown | qtof | esi | high | Agilent instrument, LC-ESI-QTOF, HIGH
agilent | unknown | unknown | qtof | esi | high | Agilent instrument, LC-ESI-QTOF, HIGH
agilent | unknown | unknown | qtof | esi | high | Agilent instrument, LC-ESI-QTOF, HIGH
agilent | unknown | unknown | qtof | esi | high | Agilent instrument, LC-ESI-QTOF, HIGH
agilent | unknown | unknown | qtof | esi | high | Agilent instrument, LC-ESI-QTOF, HIGH
agilent | unknown | unknown | qtof | esi | high | Agilent instrument, LC-ESI-QTOF, HIGH
agilent | unknown | unknown | qtof | esi | high | Agilent instrument, LC-ESI-QTOF, HIGH
agilent | unknown | unknown | qtof | esi | high | Agilent instrument, LC-ESI-QTOF, HIGH
agilent | unknown | unknown | qtof | esi | high | Agilent instrument, LC-ESI-QTOF, HIGH
agilent | unknown | unknown | qtof | esi | high | Agilent instrument, LC-ESI-QTOF, HIGH
agilent | unknown | unknown | qtof | esi | high | Agilent instrument, LC-ESI-QTOF, HIGH
agilent | unknown | unknown | qtof | esi | high | Agilent instrument, LC-ESI-QTOF, HIGH
agilent | unknown | unknown | qtof | esi | high | Agilent instrument, LC-ESI-QTOF, HIGH
agilent | unknown | unknown | qtof | esi | high | Agilent instrument, LC-ESI-QTOF, HIGH
agilent | unknown | unknown | qtof | esi | high | Agilent instrument, LC-ESI-QTOF, HIGH
agilent | unknown | unknown | qtof | esi | high | Agilent instrument, LC-ESI-QTOF, HIGH
agilent | unknown | unknown | qtof | esi | high | Agilent instrument, LC-ESI-QTOF, HIGH
agilent | unknown | unknown | qtof | esi | high | Agilent instrument, LC-ESI-QTOF, HIGH
agilent | unknown | unknown | qtof | esi | high | Agilent instrument, LC-ESI-QTOF, HIGH
agilent | unknown | unknown | qtof | esi | high | Agilent instrument, LC-ESI-QTOF, HIGH
agilent | unknown | unknown | qtof | esi | high | Agilent instrument, LC-ESI-QTOF, HIGH
agilent | unknown | unknown | qtof | esi | high | Agilent instrument, LC-ESI-QTOF, HIGH
agilent | unknown | unknown | qtof | esi | high | Agilent instrument, LC-ESI-QTOF, HIGH
agilent | unknown | unknown | qtof | esi | high | Agilent instrument, LC-ESI-QTOF, HIGH
agilent | unknown | unknown | qtof | esi | high | Agilent instrument, LC-ESI-QTOF, HIGH
agilent | unknown | unknown | qtof | esi | high | Agilent instrument, LC-ESI-QTOF, HIGH
agilent | unknown | unknown | qtof | esi | high | Agilent instrument, LC-ESI-QTOF, HIGH
agilent | unknown | unknown | qtof | esi | high | Agilent instrument, LC-ESI-QTOF, HIGH
agilent | unknown | unknown | qtof | esi | high | Agilent instrument, LC-ESI-QTOF, HIGH
agilent | unknown | unknown | qtof | esi | high | Agilent instrument, LC-ESI-QTOF, HIGH
agilent | unknown | unknown | qtof | esi | high | Agilent instrument, LC-ESI-QTOF, HIGH
agilent | unknown | unknown | qtof | esi | high | Agilent instrument, LC-ESI-QTOF, HIGH
agilent | unknown | unknown | qtof | esi | high | Agilent instrument, LC-ESI-QTOF, HIGH
agilent | unknown | unknown | qtof | esi | high | Agilent instrument, LC-ESI-QTOF, HIGH
agilent | unknown | unknown | qtof | esi | high | Agilent instrument, LC-ESI-QTOF, HIGH
agilent | unknown | unknown | qtof | esi | high | Agilent instrument, LC-ESI-QTOF, HIGH
agilent | unknown | unknown | qtof | esi | high | Agilent instrument, LC-ESI-QTOF, HIGH
agilent | unknown | unknown | qtof | esi | high | Agilent instrument, LC-ESI-QTOF, HIGH
agilent | unknown | unknown | qtof | esi | high | Agilent instrument, LC-ESI-QTOF, HIGH
agilent | unknown | unknown | qtof | esi | high | Agilent instrument, LC-ESI-QTOF, HIGH
agilent | unknown | unknown | qtof | esi | high | Agilent instrument, LC-ESI-QTOF, HIGH
agilent | unknown | unknown | qtof | esi | high | Agilent instrument, LC-ESI-QTOF, HIGH
agilent | unknown | unknown | qtof | esi | high | Agilent instrument, LC-ESI-QTOF, HIGH
agilent | unknown | unknown | qtof | esi | high | Agilent instrument, LC-ESI-QTOF, HIGH
agilent | unknown | unknown | qit | esi | low | Agilent instrument, LC-ESI-QIT, LOW
agilent | unknown | unknown | qit | esi | low | Agilent instrument, LC-ESI-QIT, LOW
agilent | unknown | unknown | it | esi | low | Agilent instrument, LC-ESI-IT, LOW
agilent | unknown | unknown | qit | esi | low | Agilent instrument, LC-ESI-QIT, LOW
agilent | unknown | lc | unknown | esi | high | Agilent instrument, LC-ESI-UNKNOWN, HIGH
agilent | unknown | ce | unknown | esi | high | Agilent instrument, CE-ESI-UNKNOWN, HIGH
agilent | unknown | lc | unknown | esi | low | Agilent instrument, LC-ESI-UNKNOWN, LOW
agilent | unknown | lc | unknown | esi | high | Agilent instrument, LC-ESI-UNKNOWN, HIGH
agilent | unknown | lc | unknown | esi | high | Agilent instrument, LC-ESI-UNKNOWN, HIGH
agilent | unknown | lc | unknown | esi | high | Agilent instrument, LC-ESI-UNKNOWN, HIGH
agilent | unknown | lc | unknown | esi | high | Agilent instrument, LC-ESI-UNKNOWN, HIGH
agilent | unknown | lc | unknown | esi | high | Agilent instrument, LC-ESI-UNKNOWN, HIGH
agilent | unknown | lc | unknown | esi | high | Agilent instrument, LC-ESI-UNKNOWN, HIGH
agilent | unknown | lc | unknown | esi | high | Agilent instrument, LC-ESI-UNKNOWN, HIGH
agilent | unknown | lc | unknown | esi | high | Agilent instrument, LC-ESI-UNKNOWN, HIGH
agilent | unknown | lc | unknown | esi | high | Agilent instrument, LC-ESI-UNKNOWN, HIGH
agilent | unknown | lc | unknown | esi | high | Agilent instrument, LC-ESI-UNKNOWN, HIGH
agilent | unknown | lc | unknown | esi | high | Agilent instrument, LC-ESI-UNKNOWN, HIGH
agilent | unknown | lc | unknown | esi | high | Agilent instrument, LC-ESI-UNKNOWN, HIGH
agilent | unknown | lc | unknown | esi | high | Agilent instrument, LC-ESI-UNKNOWN, HIGH
agilent | unknown | lc | unknown | esi | high | Agilent instrument, LC-ESI-UNKNOWN, HIGH
agilent | unknown | lc | unknown | esi | high | Agilent instrument, LC-ESI-UNKNOWN, HIGH
agilent | unknown | lc | unknown | esi | high | Agilent instrument, LC-ESI-UNKNOWN, HIGH
agilent | unknown | lc | unknown | esi | high | Agilent instrument, LC-ESI-UNKNOWN, HIGH
agilent | unknown | lc | unknown | esi | high | Agilent instrument, LC-ESI-UNKNOWN, HIGH
agilent | unknown | lc | unknown | esi | high | Agilent instrument, LC-ESI-UNKNOWN, HIGH
agilent | unknown | lc | unknown | esi | high | Agilent instrument, LC-ESI-UNKNOWN, HIGH
agilent | unknown | lc | unknown | esi | high | Agilent instrument, LC-ESI-UNKNOWN, HIGH
agilent | unknown | lc | unknown | esi | high | Agilent instrument, LC-ESI-UNKNOWN, HIGH
agilent | unknown | lc | unknown | esi | high | Agilent instrument, LC-ESI-UNKNOWN, HIGH
agilent | unknown | lc | unknown | esi | high | Agilent instrument, LC-ESI-UNKNOWN, HIGH
agilent | unknown | lc | unknown | esi | high | Agilent instrument, LC-ESI-UNKNOWN, HIGH
agilent | unknown | lc | unknown | esi | high | Agilent instrument, LC-ESI-UNKNOWN, HIGH
agilent | unknown | lc | unknown | esi | high | Agilent instrument, LC-ESI-UNKNOWN, HIGH
agilent | unknown | lc | unknown | esi | high | Agilent instrument, LC-ESI-UNKNOWN, HIGH
agilent | unknown | lc | unknown | esi | high | Agilent instrument, LC-ESI-UNKNOWN, HIGH
agilent | unknown | lc | unknown | esi | high | Agilent instrument, LC-ESI-UNKNOWN, HIGH
agilent | unknown | lc | unknown | esi | high | Agilent instrument, LC-ESI-UNKNOWN, HIGH
agilent | unknown | lc | unknown | esi | high | Agilent instrument, LC-ESI-UNKNOWN, HIGH
agilent | unknown | lc | unknown | esi | high | Agilent instrument, LC-ESI-UNKNOWN, HIGH
agilent | unknown | lc | unknown | esi | high | Agilent instrument, LC-ESI-UNKNOWN, HIGH
agilent | unknown | lc | unknown | esi | high | Agilent instrument, LC-ESI-UNKNOWN, HIGH
agilent | unknown | lc | unknown | esi | high | Agilent instrument, LC-ESI-UNKNOWN, HIGH
agilent | unknown | lc | unknown | esi | high | Agilent instrument, LC-ESI-UNKNOWN, HIGH
agilent | unknown | lc | unknown | esi | high | Agilent instrument, LC-ESI-UNKNOWN, HIGH
agilent | unknown | lc | unknown | esi | high | Agilent instrument, LC-ESI-UNKNOWN, HIGH
agilent | unknown | lc | unknown | esi | high | Agilent instrument, LC-ESI-UNKNOWN, HIGH
agilent | unknown | lc | unknown | esi | high | Agilent instrument, LC-ESI-UNKNOWN, HIGH
agilent | unknown | lc | unknown | esi | high | Agilent instrument, LC-ESI-UNKNOWN, HIGH
agilent | unknown | lc | unknown | esi | high | Agilent instrument, LC-ESI-UNKNOWN, HIGH
agilent | unknown | lc | unknown | esi | high | Agilent instrument, LC-ESI-UNKNOWN, HIGH
agilent | unknown | lc | unknown | esi | high | Agilent instrument, LC-ESI-UNKNOWN, HIGH
agilent | unknown | lc | unknown | esi | high | Agilent instrument, LC-ESI-UNKNOWN, HIGH
agilent | unknown | lc | unknown | esi | high | Agilent instrument, LC-ESI-UNKNOWN, HIGH
agilent | unknown | lc | unknown | esi | high | Agilent instrument, LC-ESI-UNKNOWN, HIGH
agilent | unknown | lc | unknown | esi | high | Agilent instrument, LC-ESI-UNKNOWN, HIGH
agilent | unknown | lc | unknown | esi | high | Agilent instrument, LC-ESI-UNKNOWN, HIGH
agilent | unknown | lc | unknown | esi | high | Agilent instrument, LC-ESI-UNKNOWN, HIGH
agilent | unknown | lc | unknown | esi | high | Agilent instrument, LC-ESI-UNKNOWN, HIGH
agilent | unknown | lc | unknown | esi | high | Agilent instrument, LC-ESI-UNKNOWN, HIGH
agilent | unknown | lc | unknown | esi | high | Agilent instrument, LC-ESI-UNKNOWN, HIGH
agilent | unknown | lc | unknown | esi | high | Agilent instrument, LC-ESI-UNKNOWN, HIGH
agilent | unknown | lc | unknown | esi | high | Agilent instrument, LC-ESI-UNKNOWN, HIGH
agilent | unknown | lc | unknown | esi | high | Agilent instrument, LC-ESI-UNKNOWN, HIGH
agilent | unknown | lc | unknown | esi | high | Agilent instrument, LC-ESI-UNKNOWN, HIGH
agilent | unknown | lc | unknown | esi | high | Agilent instrument, LC-ESI-UNKNOWN, HIGH
agilent | unknown | lc | unknown | esi | high | Agilent instrument, LC-ESI-UNKNOWN, HIGH
agilent | unknown | lc | unknown | esi | high | Agilent instrument, LC-ESI-UNKNOWN, HIGH
agilent | unknown | lc | unknown | esi | high | Agilent instrument, LC-ESI-UNKNOWN, HIGH
agilent | unknown | lc | unknown | esi | high | Agilent instrument, LC-ESI-UNKNOWN, HIGH
agilent | unknown | lc | unknown | esi | high | Agilent instrument, LC-ESI-UNKNOWN, HIGH
agilent | unknown | lc | unknown | esi | high | Agilent instrument, LC-ESI-UNKNOWN, HIGH
agilent | unknown | lc | unknown | esi | high | Agilent instrument, LC-ESI-UNKNOWN, HIGH
agilent | unknown | lc | unknown | esi | high | Agilent instrument, LC-ESI-UNKNOWN, HIGH
agilent | unknown | lc | unknown | esi | high | Agilent instrument, LC-ESI-UNKNOWN, HIGH
agilent | unknown | lc | unknown | esi | high | Agilent instrument, LC-ESI-UNKNOWN, HIGH
agilent | unknown | lc | unknown | esi | high | Agilent instrument, LC-ESI-UNKNOWN, HIGH
agilent | unknown | lc | unknown | esi | high | Agilent instrument, LC-ESI-UNKNOWN, HIGH
agilent | unknown | lc | unknown | esi | high | Agilent instrument, LC-ESI-UNKNOWN, HIGH
agilent | unknown | lc | unknown | esi | high | Agilent instrument, LC-ESI-UNKNOWN, HIGH
agilent | unknown | lc | unknown | esi | high | Agilent instrument, LC-ESI-UNKNOWN, HIGH
agilent | unknown | lc | unknown | esi | high | Agilent instrument, LC-ESI-UNKNOWN, HIGH
agilent | unknown | lc | unknown | esi | high | Agilent instrument, LC-ESI-UNKNOWN, HIGH
agilent | unknown | lc | unknown | esi | high | Agilent instrument, LC-ESI-UNKNOWN, HIGH
agilent | unknown | lc | unknown | esi | high | Agilent instrument, LC-ESI-UNKNOWN, HIGH
agilent | unknown | lc | unknown | esi | high | Agilent instrument, LC-ESI-UNKNOWN, HIGH
agilent | unknown | lc | unknown | esi | high | Agilent instrument, LC-ESI-UNKNOWN, HIGH
agilent | unknown | lc | unknown | esi | high | Agilent instrument, LC-ESI-UNKNOWN, HIGH
agilent | unknown | lc | unknown | esi | high | Agilent instrument, LC-ESI-UNKNOWN, HIGH
agilent | unknown | lc | unknown | esi | high | Agilent instrument, LC-ESI-UNKNOWN, HIGH
agilent | unknown | lc | unknown | esi | high | Agilent instrument, LC-ESI-UNKNOWN, HIGH
agilent | unknown | lc | unknown | esi | high | Agilent instrument, LC-ESI-UNKNOWN, HIGH
agilent | unknown | lc | unknown | esi | high | Agilent instrument, LC-ESI-UNKNOWN, HIGH
agilent | unknown | lc | unknown | esi | high | Agilent instrument, LC-ESI-UNKNOWN, HIGH
agilent | unknown | lc | unknown | esi | high | Agilent instrument, LC-ESI-UNKNOWN, HIGH
agilent | unknown | lc | unknown | esi | high | Agilent instrument, LC-ESI-UNKNOWN, HIGH
agilent | unknown | lc | unknown | esi | high | Agilent instrument, LC-ESI-UNKNOWN, HIGH
agilent | unknown | lc | unknown | esi | high | Agilent instrument, LC-ESI-UNKNOWN, HIGH
agilent | unknown | lc | unknown | esi | high | Agilent instrument, LC-ESI-UNKNOWN, HIGH
agilent | unknown | lc | unknown | esi | high | Agilent instrument, LC-ESI-UNKNOWN, HIGH
agilent | unknown | lc | unknown | esi | high | Agilent instrument, LC-ESI-UNKNOWN, HIGH
agilent | unknown | lc | unknown | esi | high | Agilent instrument, LC-ESI-UNKNOWN, HIGH
agilent | unknown | lc | unknown | esi | high | Agilent instrument, LC-ESI-UNKNOWN, HIGH
agilent | unknown | lc | unknown | esi | high | Agilent instrument, LC-ESI-UNKNOWN, HIGH
agilent | unknown | lc | unknown | esi | high | Agilent instrument, LC-ESI-UNKNOWN, HIGH
agilent | unknown | lc | unknown | esi | high | Agilent instrument, LC-ESI-UNKNOWN, HIGH
agilent | unknown | lc | unknown | esi | high | Agilent instrument, LC-ESI-UNKNOWN, HIGH
agilent | unknown | lc | unknown | esi | high | Agilent instrument, LC-ESI-UNKNOWN, HIGH
agilent | unknown | lc | unknown | esi | high | Agilent instrument, LC-ESI-UNKNOWN, HIGH
agilent | unknown | lc | unknown | esi | high | Agilent instrument, LC-ESI-UNKNOWN, HIGH
agilent | unknown | lc | unknown | esi | high | Agilent instrument, LC-ESI-UNKNOWN, HIGH
agilent | unknown | lc | unknown | esi | high | Agilent instrument, LC-ESI-UNKNOWN, HIGH
agilent | unknown | lc | unknown | esi | high | Agilent instrument, LC-ESI-UNKNOWN, HIGH
agilent | unknown | lc | unknown | esi | high | Agilent instrument, LC-ESI-UNKNOWN, HIGH
agilent | unknown | lc | unknown | esi | high | Agilent instrument, LC-ESI-UNKNOWN, HIGH
agilent | unknown | lc | unknown | esi | high | Agilent instrument, LC-ESI-UNKNOWN, HIGH
agilent | unknown | lc | unknown | esi | high | Agilent instrument, LC-ESI-UNKNOWN, HIGH
agilent | unknown | lc | unknown | esi | high | Agilent instrument, LC-ESI-UNKNOWN, HIGH
agilent | unknown | lc | unknown | esi | high | Agilent instrument, LC-ESI-UNKNOWN, HIGH
agilent | unknown | lc | unknown | esi | high | Agilent instrument, LC-ESI-UNKNOWN, HIGH
agilent | unknown | lc | unknown | esi | high | Agilent instrument, LC-ESI-UNKNOWN, HIGH
agilent | unknown | lc | unknown | esi | high | Agilent instrument, LC-ESI-UNKNOWN, HIGH
agilent | unknown | lc | unknown | esi | high | Agilent instrument, LC-ESI-UNKNOWN, HIGH
agilent | unknown | lc | unknown | esi | high | Agilent instrument, LC-ESI-UNKNOWN, HIGH
agilent | unknown | lc | unknown | esi | high | Agilent instrument, LC-ESI-UNKNOWN, HIGH
agilent | unknown | lc | unknown | esi | high | Agilent instrument, LC-ESI-UNKNOWN, HIGH
agilent | unknown | lc | unknown | esi | high | Agilent instrument, LC-ESI-UNKNOWN, HIGH
agilent | unknown | lc | unknown | esi | high | Agilent instrument, LC-ESI-UNKNOWN, HIGH
agilent | unknown | lc | unknown | esi | high | Agilent instrument, LC-ESI-UNKNOWN, HIGH
agilent | unknown | lc | unknown | esi | high | Agilent instrument, LC-ESI-UNKNOWN, HIGH
agilent | unknown | lc | unknown | esi | high | Agilent instrument, LC-ESI-UNKNOWN, HIGH
agilent | unknown | lc | unknown | esi | high | Agilent instrument, LC-ESI-UNKNOWN, HIGH
agilent | unknown | lc | unknown | esi | high | Agilent instrument, LC-ESI-UNKNOWN, HIGH
agilent | unknown | lc | unknown | esi | high | Agilent instrument, LC-ESI-UNKNOWN, HIGH
agilent | unknown | lc | unknown | esi | high | Agilent instrument, LC-ESI-UNKNOWN, HIGH
agilent | unknown | lc | unknown | esi | high | Agilent instrument, LC-ESI-UNKNOWN, HIGH
agilent | unknown | lc | unknown | esi | high | Agilent instrument, LC-ESI-UNKNOWN, HIGH
agilent | unknown | lc | unknown | esi | high | Agilent instrument, LC-ESI-UNKNOWN, HIGH
agilent | unknown | lc | unknown | esi | high | Agilent instrument, LC-ESI-UNKNOWN, HIGH
agilent | unknown | lc | unknown | esi | high | Agilent instrument, LC-ESI-UNKNOWN, HIGH
agilent | unknown | lc | unknown | esi | high | Agilent instrument, LC-ESI-UNKNOWN, HIGH
agilent | unknown | lc | unknown | esi | high | Agilent instrument, LC-ESI-UNKNOWN, HIGH
agilent | unknown | lc | unknown | esi | high | Agilent instrument, LC-ESI-UNKNOWN, HIGH
agilent | unknown | lc | unknown | esi | high | Agilent instrument, LC-ESI-UNKNOWN, HIGH
agilent | unknown | lc | unknown | esi | high | Agilent instrument, LC-ESI-UNKNOWN, HIGH
agilent | unknown | lc | unknown | esi | high | Agilent instrument, LC-ESI-UNKNOWN, HIGH
agilent | unknown | lc | unknown | esi | high | Agilent instrument, LC-ESI-UNKNOWN, HIGH
agilent | unknown | lc | unknown | esi | high | Agilent instrument, LC-ESI-UNKNOWN, HIGH
agilent | unknown | lc | unknown | esi | high | Agilent instrument, LC-ESI-UNKNOWN, HIGH
agilent | unknown | lc | unknown | esi | high | Agilent instrument, LC-ESI-UNKNOWN, HIGH
agilent | unknown | lc | unknown | esi | high | Agilent instrument, LC-ESI-UNKNOWN, HIGH
agilent | unknown | lc | unknown | esi | high | Agilent instrument, LC-ESI-UNKNOWN, HIGH
agilent | unknown | lc | unknown | esi | high | Agilent instrument, LC-ESI-UNKNOWN, HIGH
agilent | unknown | lc | unknown | esi | high | Agilent instrument, LC-ESI-UNKNOWN, HIGH
agilent | unknown | lc | unknown | esi | high | Agilent instrument, LC-ESI-UNKNOWN, HIGH
agilent | unknown | ce | unknown | esi | high | Agilent instrument, CE-ESI-UNKNOWN, HIGH
agilent | unknown | lc | unknown | esi | low | Agilent instrument, LC-ESI-UNKNOWN, LOW
agilent | unknown | lc | unknown | esi | low | Agilent instrument, LC-ESI-UNKNOWN, LOW
agilent | unknown | lc | unknown | esi | low | Agilent instrument, LC-ESI-UNKNOWN, LOW
agilent | unknown | lc | unknown | esi | low | Agilent instrument, LC-ESI-UNKNOWN, LOW
agilent | unknown | lc | tof | unknown | high | Agilent instrument, LC-UNKNOWN-TOF, HIGH
agilent | unknown | ce | tof | unknown | high | Agilent instrument, CE-UNKNOWN-TOF, HIGH
agilent | unknown | lc | qqq | unknown | low | Agilent instrument, LC-UNKNOWN-QQQ, LOW
agilent | unknown | lc | qtof | unknown | high | Agilent instrument, LC-UNKNOWN-QTOF, HIGH
agilent | unknown | lc | qtof | unknown | high | Agilent instrument, LC-UNKNOWN-QTOF, HIGH
agilent | unknown | lc | qtof | unknown | high | Agilent instrument, LC-UNKNOWN-QTOF, HIGH
agilent | unknown | lc | qtof | unknown | high | Agilent instrument, LC-UNKNOWN-QTOF, HIGH
agilent | unknown | lc | qtof | unknown | high | Agilent instrument, LC-UNKNOWN-QTOF, HIGH
agilent | unknown | lc | qtof | unknown | high | Agilent instrument, LC-UNKNOWN-QTOF, HIGH
agilent | unknown | lc | qtof | unknown | high | Agilent instrument, LC-UNKNOWN-QTOF, HIGH
agilent | unknown | lc | qtof | unknown | high | Agilent instrument, LC-UNKNOWN-QTOF, HIGH
agilent | unknown | lc | qtof | unknown | high | Agilent instrument, LC-UNKNOWN-QTOF, HIGH
agilent | unknown | lc | qtof | unknown | high | Agilent instrument, LC-UNKNOWN-QTOF, HIGH
agilent | unknown | lc | qtof | unknown | high | Agilent instrument, LC-UNKNOWN-QTOF, HIGH
agilent | unknown | lc | qtof | unknown | high | Agilent instrument, LC-UNKNOWN-QTOF, HIGH
agilent | unknown | lc | qtof | unknown | high | Agilent instrument, LC-UNKNOWN-QTOF, HIGH
agilent | unknown | lc | qtof | unknown | high | Agilent instrument, LC-UNKNOWN-QTOF, HIGH
agilent | unknown | lc | qtof | unknown | high | Agilent instrument, LC-UNKNOWN-QTOF, HIGH
agilent | unknown | lc | qtof | unknown | high | Agilent instrument, LC-UNKNOWN-QTOF, HIGH
agilent | unknown | lc | qtof | unknown | high | Agilent instrument, LC-UNKNOWN-QTOF, HIGH
agilent | unknown | lc | qtof | unknown | high | Agilent instrument, LC-UNKNOWN-QTOF, HIGH
agilent | unknown | lc | qtof | unknown | high | Agilent instrument, LC-UNKNOWN-QTOF, HIGH
agilent | unknown | lc | qtof | unknown | high | Agilent instrument, LC-UNKNOWN-QTOF, HIGH
agilent | unknown | lc | qtof | unknown | high | Agilent instrument, LC-UNKNOWN-QTOF, HIGH
agilent | unknown | lc | qtof | unknown | high | Agilent instrument, LC-UNKNOWN-QTOF, HIGH
agilent | unknown | lc | qtof | unknown | high | Agilent instrument, LC-UNKNOWN-QTOF, HIGH
agilent | unknown | lc | qtof | unknown | high | Agilent instrument, LC-UNKNOWN-QTOF, HIGH
agilent | unknown | lc | qtof | unknown | high | Agilent instrument, LC-UNKNOWN-QTOF, HIGH
agilent | unknown | lc | qtof | unknown | high | Agilent instrument, LC-UNKNOWN-QTOF, HIGH
agilent | unknown | lc | qtof | unknown | high | Agilent instrument, LC-UNKNOWN-QTOF, HIGH
agilent | unknown | lc | qtof | unknown | high | Agilent instrument, LC-UNKNOWN-QTOF, HIGH
agilent | unknown | lc | qtof | unknown | high | Agilent instrument, LC-UNKNOWN-QTOF, HIGH
agilent | unknown | lc | qtof | unknown | high | Agilent instrument, LC-UNKNOWN-QTOF, HIGH
agilent | unknown | lc | qtof | unknown | high | Agilent instrument, LC-UNKNOWN-QTOF, HIGH
agilent | unknown | lc | qtof | unknown | high | Agilent instrument, LC-UNKNOWN-QTOF, HIGH
agilent | unknown | lc | qtof | unknown | high | Agilent instrument, LC-UNKNOWN-QTOF, HIGH
agilent | unknown | lc | qtof | unknown | high | Agilent instrument, LC-UNKNOWN-QTOF, HIGH
agilent | unknown | lc | qtof | unknown | high | Agilent instrument, LC-UNKNOWN-QTOF, HIGH
agilent | unknown | lc | qtof | unknown | high | Agilent instrument, LC-UNKNOWN-QTOF, HIGH
agilent | unknown | lc | qtof | unknown | high | Agilent instrument, LC-UNKNOWN-QTOF, HIGH
agilent | unknown | lc | qtof | unknown | high | Agilent instrument, LC-UNKNOWN-QTOF, HIGH
agilent | unknown | lc | qtof | unknown | high | Agilent instrument, LC-UNKNOWN-QTOF, HIGH
agilent | unknown | lc | qtof | unknown | high | Agilent instrument, LC-UNKNOWN-QTOF, HIGH
agilent | unknown | lc | qtof | unknown | high | Agilent instrument, LC-UNKNOWN-QTOF, HIGH
agilent | unknown | lc | qtof | unknown | high | Agilent instrument, LC-UNKNOWN-QTOF, HIGH
agilent | unknown | lc | qtof | unknown | high | Agilent instrument, LC-UNKNOWN-QTOF, HIGH
agilent | unknown | lc | qtof | unknown | high | Agilent instrument, LC-UNKNOWN-QTOF, HIGH
agilent | unknown | lc | qtof | unknown | high | Agilent instrument, LC-UNKNOWN-QTOF, HIGH
agilent | unknown | lc | qtof | unknown | high | Agilent instrument, LC-UNKNOWN-QTOF, HIGH
agilent | unknown | lc | qtof | unknown | high | Agilent instrument, LC-UNKNOWN-QTOF, HIGH
agilent | unknown | lc | qtof | unknown | high | Agilent instrument, LC-UNKNOWN-QTOF, HIGH
agilent | unknown | lc | qtof | unknown | high | Agilent instrument, LC-UNKNOWN-QTOF, HIGH
agilent | unknown | lc | qtof | unknown | high | Agilent instrument, LC-UNKNOWN-QTOF, HIGH
agilent | unknown | lc | qtof | unknown | high | Agilent instrument, LC-UNKNOWN-QTOF, HIGH
agilent | unknown | lc | qtof | unknown | high | Agilent instrument, LC-UNKNOWN-QTOF, HIGH
agilent | unknown | lc | qtof | unknown | high | Agilent instrument, LC-UNKNOWN-QTOF, HIGH
agilent | unknown | lc | qtof | unknown | high | Agilent instrument, LC-UNKNOWN-QTOF, HIGH
agilent | unknown | lc | qtof | unknown | high | Agilent instrument, LC-UNKNOWN-QTOF, HIGH
agilent | unknown | lc | qtof | unknown | high | Agilent instrument, LC-UNKNOWN-QTOF, HIGH
agilent | unknown | lc | qtof | unknown | high | Agilent instrument, LC-UNKNOWN-QTOF, HIGH
agilent | unknown | lc | qtof | unknown | high | Agilent instrument, LC-UNKNOWN-QTOF, HIGH
agilent | unknown | lc | qtof | unknown | high | Agilent instrument, LC-UNKNOWN-QTOF, HIGH
agilent | unknown | lc | qtof | unknown | high | Agilent instrument, LC-UNKNOWN-QTOF, HIGH
agilent | unknown | lc | qtof | unknown | high | Agilent instrument, LC-UNKNOWN-QTOF, HIGH
agilent | unknown | lc | qtof | unknown | high | Agilent instrument, LC-UNKNOWN-QTOF, HIGH
agilent | unknown | lc | qtof | unknown | high | Agilent instrument, LC-UNKNOWN-QTOF, HIGH
agilent | unknown | lc | qtof | unknown | high | Agilent instrument, LC-UNKNOWN-QTOF, HIGH
agilent | unknown | lc | qtof | unknown | high | Agilent instrument, LC-UNKNOWN-QTOF, HIGH
agilent | unknown | lc | qtof | unknown | high | Agilent instrument, LC-UNKNOWN-QTOF, HIGH
agilent | unknown | lc | qtof | unknown | high | Agilent instrument, LC-UNKNOWN-QTOF, HIGH
agilent | unknown | lc | qtof | unknown | high | Agilent instrument, LC-UNKNOWN-QTOF, HIGH
agilent | unknown | lc | qtof | unknown | high | Agilent instrument, LC-UNKNOWN-QTOF, HIGH
agilent | unknown | lc | qtof | unknown | high | Agilent instrument, LC-UNKNOWN-QTOF, HIGH
agilent | unknown | lc | qtof | unknown | high | Agilent instrument, LC-UNKNOWN-QTOF, HIGH
agilent | unknown | lc | qtof | unknown | high | Agilent instrument, LC-UNKNOWN-QTOF, HIGH
agilent | unknown | lc | qtof | unknown | high | Agilent instrument, LC-UNKNOWN-QTOF, HIGH
agilent | unknown | lc | qtof | unknown | high | Agilent instrument, LC-UNKNOWN-QTOF, HIGH
agilent | unknown | lc | qtof | unknown | high | Agilent instrument, LC-UNKNOWN-QTOF, HIGH
agilent | unknown | lc | qtof | unknown | high | Agilent instrument, LC-UNKNOWN-QTOF, HIGH
agilent | unknown | lc | qtof | unknown | high | Agilent instrument, LC-UNKNOWN-QTOF, HIGH
agilent | unknown | lc | qtof | unknown | high | Agilent instrument, LC-UNKNOWN-QTOF, HIGH
agilent | unknown | lc | qtof | unknown | high | Agilent instrument, LC-UNKNOWN-QTOF, HIGH
agilent | unknown | lc | qtof | unknown | high | Agilent instrument, LC-UNKNOWN-QTOF, HIGH
agilent | unknown | lc | qtof | unknown | high | Agilent instrument, LC-UNKNOWN-QTOF, HIGH
agilent | unknown | lc | qtof | unknown | high | Agilent instrument, LC-UNKNOWN-QTOF, HIGH
agilent | unknown | lc | qtof | unknown | high | Agilent instrument, LC-UNKNOWN-QTOF, HIGH
agilent | unknown | lc | qtof | unknown | high | Agilent instrument, LC-UNKNOWN-QTOF, HIGH
agilent | unknown | lc | qtof | unknown | high | Agilent instrument, LC-UNKNOWN-QTOF, HIGH
agilent | unknown | lc | qtof | unknown | high | Agilent instrument, LC-UNKNOWN-QTOF, HIGH
agilent | unknown | lc | qtof | unknown | high | Agilent instrument, LC-UNKNOWN-QTOF, HIGH
agilent | unknown | lc | qtof | unknown | high | Agilent instrument, LC-UNKNOWN-QTOF, HIGH
agilent | unknown | lc | qtof | unknown | high | Agilent instrument, LC-UNKNOWN-QTOF, HIGH
agilent | unknown | lc | qtof | unknown | high | Agilent instrument, LC-UNKNOWN-QTOF, HIGH
agilent | unknown | lc | qtof | unknown | high | Agilent instrument, LC-UNKNOWN-QTOF, HIGH
agilent | unknown | lc | qtof | unknown | high | Agilent instrument, LC-UNKNOWN-QTOF, HIGH
agilent | unknown | lc | qtof | unknown | high | Agilent instrument, LC-UNKNOWN-QTOF, HIGH
agilent | unknown | lc | qtof | unknown | high | Agilent instrument, LC-UNKNOWN-QTOF, HIGH
agilent | unknown | lc | qtof | unknown | high | Agilent instrument, LC-UNKNOWN-QTOF, HIGH
agilent | unknown | lc | qtof | unknown | high | Agilent instrument, LC-UNKNOWN-QTOF, HIGH
agilent | unknown | lc | qtof | unknown | high | Agilent instrument, LC-UNKNOWN-QTOF, HIGH
agilent | unknown | lc | qtof | unknown | high | Agilent instrument, LC-UNKNOWN-QTOF, HIGH
agilent | unknown | lc | qtof | unknown | high | Agilent instrument, LC-UNKNOWN-QTOF, HIGH
agilent | unknown | lc | qtof | unknown | high | Agilent instrument, LC-UNKNOWN-QTOF, HIGH
agilent | unknown | lc | qtof | unknown | high | Agilent instrument, LC-UNKNOWN-QTOF, HIGH
agilent | unknown | lc | qtof | unknown | high | Agilent instrument, LC-UNKNOWN-QTOF, HIGH
agilent | unknown | lc | qtof | unknown | high | Agilent instrument, LC-UNKNOWN-QTOF, HIGH
agilent | unknown | lc | qtof | unknown | high | Agilent instrument, LC-UNKNOWN-QTOF, HIGH
agilent | unknown | lc | qtof | unknown | high | Agilent instrument, LC-UNKNOWN-QTOF, HIGH
agilent | unknown | lc | qtof | unknown | high | Agilent instrument, LC-UNKNOWN-QTOF, HIGH
agilent | unknown | lc | qtof | unknown | high | Agilent instrument, LC-UNKNOWN-QTOF, HIGH
agilent | unknown | lc | qtof | unknown | high | Agilent instrument, LC-UNKNOWN-QTOF, HIGH
agilent | unknown | lc | qtof | unknown | high | Agilent instrument, LC-UNKNOWN-QTOF, HIGH
agilent | unknown | lc | qtof | unknown | high | Agilent instrument, LC-UNKNOWN-QTOF, HIGH
agilent | unknown | lc | qtof | unknown | high | Agilent instrument, LC-UNKNOWN-QTOF, HIGH
agilent | unknown | lc | qtof | unknown | high | Agilent instrument, LC-UNKNOWN-QTOF, HIGH
agilent | unknown | lc | qtof | unknown | high | Agilent instrument, LC-UNKNOWN-QTOF, HIGH
agilent | unknown | lc | qtof | unknown | high | Agilent instrument, LC-UNKNOWN-QTOF, HIGH
agilent | unknown | lc | qtof | unknown | high | Agilent instrument, LC-UNKNOWN-QTOF, HIGH
agilent | unknown | lc | qtof | unknown | high | Agilent instrument, LC-UNKNOWN-QTOF, HIGH
agilent | unknown | lc | qtof | unknown | high | Agilent instrument, LC-UNKNOWN-QTOF, HIGH
agilent | unknown | lc | qtof | unknown | high | Agilent instrument, LC-UNKNOWN-QTOF, HIGH
agilent | unknown | lc | qtof | unknown | high | Agilent instrument, LC-UNKNOWN-QTOF, HIGH
agilent | unknown | lc | qtof | unknown | high | Agilent instrument, LC-UNKNOWN-QTOF, HIGH
agilent | unknown | lc | qtof | unknown | high | Agilent instrument, LC-UNKNOWN-QTOF, HIGH
agilent | unknown | lc | qtof | unknown | high | Agilent instrument, LC-UNKNOWN-QTOF, HIGH
agilent | unknown | lc | qtof | unknown | high | Agilent instrument, LC-UNKNOWN-QTOF, HIGH
agilent | unknown | lc | qtof | unknown | high | Agilent instrument, LC-UNKNOWN-QTOF, HIGH
agilent | unknown | lc | qtof | unknown | high | Agilent instrument, LC-UNKNOWN-QTOF, HIGH
agilent | unknown | lc | qtof | unknown | high | Agilent instrument, LC-UNKNOWN-QTOF, HIGH
agilent | unknown | lc | qtof | unknown | high | Agilent instrument, LC-UNKNOWN-QTOF, HIGH
agilent | unknown | lc | qtof | unknown | high | Agilent instrument, LC-UNKNOWN-QTOF, HIGH
agilent | unknown | lc | qtof | unknown | high | Agilent instrument, LC-UNKNOWN-QTOF, HIGH
agilent | unknown | lc | qtof | unknown | high | Agilent instrument, LC-UNKNOWN-QTOF, HIGH
agilent | unknown | lc | qtof | unknown | high | Agilent instrument, LC-UNKNOWN-QTOF, HIGH
agilent | unknown | lc | qtof | unknown | high | Agilent instrument, LC-UNKNOWN-QTOF, HIGH
agilent | unknown | lc | qtof | unknown | high | Agilent instrument, LC-UNKNOWN-QTOF, HIGH
agilent | unknown | lc | qtof | unknown | high | Agilent instrument, LC-UNKNOWN-QTOF, HIGH
agilent | unknown | lc | qtof | unknown | high | Agilent instrument, LC-UNKNOWN-QTOF, HIGH
agilent | unknown | lc | qtof | unknown | high | Agilent instrument, LC-UNKNOWN-QTOF, HIGH
agilent | unknown | lc | qtof | unknown | high | Agilent instrument, LC-UNKNOWN-QTOF, HIGH
agilent | unknown | lc | qtof | unknown | high | Agilent instrument, LC-UNKNOWN-QTOF, HIGH
agilent | unknown | lc | qtof | unknown | high | Agilent instrument, LC-UNKNOWN-QTOF, HIGH
agilent | unknown | lc | qtof | unknown | high | Agilent instrument, LC-UNKNOWN-QTOF, HIGH
agilent | unknown | lc | qtof | unknown | high | Agilent instrument, LC-UNKNOWN-QTOF, HIGH
agilent | unknown | lc | qtof | unknown | high | Agilent instrument, LC-UNKNOWN-QTOF, HIGH
agilent | unknown | lc | qtof | unknown | high | Agilent instrument, LC-UNKNOWN-QTOF, HIGH
agilent | unknown | lc | qtof | unknown | high | Agilent instrument, LC-UNKNOWN-QTOF, HIGH
agilent | unknown | lc | qtof | unknown | high | Agilent instrument, LC-UNKNOWN-QTOF, HIGH
agilent | unknown | lc | qtof | unknown | high | Agilent instrument, LC-UNKNOWN-QTOF, HIGH
agilent | unknown | lc | qtof | unknown | high | Agilent instrument, LC-UNKNOWN-QTOF, HIGH
agilent | unknown | lc | qtof | unknown | high | Agilent instrument, LC-UNKNOWN-QTOF, HIGH
agilent | unknown | ce | qtof | unknown | high | Agilent instrument, CE-UNKNOWN-QTOF, HIGH
agilent | unknown | lc | qit | unknown | low | Agilent instrument, LC-UNKNOWN-QIT, LOW
agilent | unknown | lc | qit | unknown | low | Agilent instrument, LC-UNKNOWN-QIT, LOW
agilent | unknown | lc | it | unknown | low | Agilent instrument, LC-UNKNOWN-IT, LOW
agilent | unknown | lc | qit | unknown | low | Agilent instrument, LC-UNKNOWN-QIT, LOW
agilent | unknown | lc | tof | esi | unknown | Agilent instrument, LC-ESI-TOF, UNKNOWN
agilent | unknown | ce | tof | esi | unknown | Agilent instrument, CE-ESI-TOF, UNKNOWN
agilent | unknown | lc | qqq | esi | unknown | Agilent instrument, LC-ESI-QQQ, UNKNOWN
agilent | unknown | lc | qtof | esi | unknown | Agilent instrument, LC-ESI-QTOF, UNKNOWN
agilent | unknown | lc | qtof | esi | unknown | Agilent instrument, LC-ESI-QTOF, UNKNOWN
agilent | unknown | lc | qtof | esi | unknown | Agilent instrument, LC-ESI-QTOF, UNKNOWN
agilent | unknown | lc | qtof | esi | unknown | Agilent instrument, LC-ESI-QTOF, UNKNOWN
agilent | unknown | lc | qtof | esi | unknown | Agilent instrument, LC-ESI-QTOF, UNKNOWN
agilent | unknown | lc | qtof | esi | unknown | Agilent instrument, LC-ESI-QTOF, UNKNOWN
agilent | unknown | lc | qtof | esi | unknown | Agilent instrument, LC-ESI-QTOF, UNKNOWN
agilent | unknown | lc | qtof | esi | unknown | Agilent instrument, LC-ESI-QTOF, UNKNOWN
agilent | unknown | lc | qtof | esi | unknown | Agilent instrument, LC-ESI-QTOF, UNKNOWN
agilent | unknown | lc | qtof | esi | unknown | Agilent instrument, LC-ESI-QTOF, UNKNOWN
agilent | unknown | lc | qtof | esi | unknown | Agilent instrument, LC-ESI-QTOF, UNKNOWN
agilent | unknown | lc | qtof | esi | unknown | Agilent instrument, LC-ESI-QTOF, UNKNOWN
agilent | unknown | lc | qtof | esi | unknown | Agilent instrument, LC-ESI-QTOF, UNKNOWN
agilent | unknown | lc | qtof | esi | unknown | Agilent instrument, LC-ESI-QTOF, UNKNOWN
agilent | unknown | lc | qtof | esi | unknown | Agilent instrument, LC-ESI-QTOF, UNKNOWN
agilent | unknown | lc | qtof | esi | unknown | Agilent instrument, LC-ESI-QTOF, UNKNOWN
agilent | unknown | lc | qtof | esi | unknown | Agilent instrument, LC-ESI-QTOF, UNKNOWN
agilent | unknown | lc | qtof | esi | unknown | Agilent instrument, LC-ESI-QTOF, UNKNOWN
agilent | unknown | lc | qtof | esi | unknown | Agilent instrument, LC-ESI-QTOF, UNKNOWN
agilent | unknown | lc | qtof | esi | unknown | Agilent instrument, LC-ESI-QTOF, UNKNOWN
agilent | unknown | lc | qtof | esi | unknown | Agilent instrument, LC-ESI-QTOF, UNKNOWN
agilent | unknown | lc | qtof | esi | unknown | Agilent instrument, LC-ESI-QTOF, UNKNOWN
agilent | unknown | lc | qtof | esi | unknown | Agilent instrument, LC-ESI-QTOF, UNKNOWN
agilent | unknown | lc | qtof | esi | unknown | Agilent instrument, LC-ESI-QTOF, UNKNOWN
agilent | unknown | lc | qtof | esi | unknown | Agilent instrument, LC-ESI-QTOF, UNKNOWN
agilent | unknown | lc | qtof | esi | unknown | Agilent instrument, LC-ESI-QTOF, UNKNOWN
agilent | unknown | lc | qtof | esi | unknown | Agilent instrument, LC-ESI-QTOF, UNKNOWN
agilent | unknown | lc | qtof | esi | unknown | Agilent instrument, LC-ESI-QTOF, UNKNOWN
agilent | unknown | lc | qtof | esi | unknown | Agilent instrument, LC-ESI-QTOF, UNKNOWN
agilent | unknown | lc | qtof | esi | unknown | Agilent instrument, LC-ESI-QTOF, UNKNOWN
agilent | unknown | lc | qtof | esi | unknown | Agilent instrument, LC-ESI-QTOF, UNKNOWN
agilent | unknown | lc | qtof | esi | unknown | Agilent instrument, LC-ESI-QTOF, UNKNOWN
agilent | unknown | lc | qtof | esi | unknown | Agilent instrument, LC-ESI-QTOF, UNKNOWN
agilent | unknown | lc | qtof | esi | unknown | Agilent instrument, LC-ESI-QTOF, UNKNOWN
agilent | unknown | lc | qtof | esi | unknown | Agilent instrument, LC-ESI-QTOF, UNKNOWN
agilent | unknown | lc | qtof | esi | unknown | Agilent instrument, LC-ESI-QTOF, UNKNOWN
agilent | unknown | lc | qtof | esi | unknown | Agilent instrument, LC-ESI-QTOF, UNKNOWN
agilent | unknown | lc | qtof | esi | unknown | Agilent instrument, LC-ESI-QTOF, UNKNOWN
agilent | unknown | lc | qtof | esi | unknown | Agilent instrument, LC-ESI-QTOF, UNKNOWN
agilent | unknown | lc | qtof | esi | unknown | Agilent instrument, LC-ESI-QTOF, UNKNOWN
agilent | unknown | lc | qtof | esi | unknown | Agilent instrument, LC-ESI-QTOF, UNKNOWN
agilent | unknown | lc | qtof | esi | unknown | Agilent instrument, LC-ESI-QTOF, UNKNOWN
agilent | unknown | lc | qtof | esi | unknown | Agilent instrument, LC-ESI-QTOF, UNKNOWN
agilent | unknown | lc | qtof | esi | unknown | Agilent instrument, LC-ESI-QTOF, UNKNOWN
agilent | unknown | lc | qtof | esi | unknown | Agilent instrument, LC-ESI-QTOF, UNKNOWN
agilent | unknown | lc | qtof | esi | unknown | Agilent instrument, LC-ESI-QTOF, UNKNOWN
agilent | unknown | lc | qtof | esi | unknown | Agilent instrument, LC-ESI-QTOF, UNKNOWN
agilent | unknown | lc | qtof | esi | unknown | Agilent instrument, LC-ESI-QTOF, UNKNOWN
agilent | unknown | lc | qtof | esi | unknown | Agilent instrument, LC-ESI-QTOF, UNKNOWN
agilent | unknown | lc | qtof | esi | unknown | Agilent instrument, LC-ESI-QTOF, UNKNOWN
agilent | unknown | lc | qtof | esi | unknown | Agilent instrument, LC-ESI-QTOF, UNKNOWN
agilent | unknown | lc | qtof | esi | unknown | Agilent instrument, LC-ESI-QTOF, UNKNOWN
agilent | unknown | lc | qtof | esi | unknown | Agilent instrument, LC-ESI-QTOF, UNKNOWN
agilent | unknown | lc | qtof | esi | unknown | Agilent instrument, LC-ESI-QTOF, UNKNOWN
agilent | unknown | lc | qtof | esi | unknown | Agilent instrument, LC-ESI-QTOF, UNKNOWN
agilent | unknown | lc | qtof | esi | unknown | Agilent instrument, LC-ESI-QTOF, UNKNOWN
agilent | unknown | lc | qtof | esi | unknown | Agilent instrument, LC-ESI-QTOF, UNKNOWN
agilent | unknown | lc | qtof | esi | unknown | Agilent instrument, LC-ESI-QTOF, UNKNOWN
agilent | unknown | lc | qtof | esi | unknown | Agilent instrument, LC-ESI-QTOF, UNKNOWN
agilent | unknown | lc | qtof | esi | unknown | Agilent instrument, LC-ESI-QTOF, UNKNOWN
agilent | unknown | lc | qtof | esi | unknown | Agilent instrument, LC-ESI-QTOF, UNKNOWN
agilent | unknown | lc | qtof | esi | unknown | Agilent instrument, LC-ESI-QTOF, UNKNOWN
agilent | unknown | lc | qtof | esi | unknown | Agilent instrument, LC-ESI-QTOF, UNKNOWN
agilent | unknown | lc | qtof | esi | unknown | Agilent instrument, LC-ESI-QTOF, UNKNOWN
agilent | unknown | lc | qtof | esi | unknown | Agilent instrument, LC-ESI-QTOF, UNKNOWN
agilent | unknown | lc | qtof | esi | unknown | Agilent instrument, LC-ESI-QTOF, UNKNOWN
agilent | unknown | lc | qtof | esi | unknown | Agilent instrument, LC-ESI-QTOF, UNKNOWN
agilent | unknown | lc | qtof | esi | unknown | Agilent instrument, LC-ESI-QTOF, UNKNOWN
agilent | unknown | lc | qtof | esi | unknown | Agilent instrument, LC-ESI-QTOF, UNKNOWN
agilent | unknown | lc | qtof | esi | unknown | Agilent instrument, LC-ESI-QTOF, UNKNOWN
agilent | unknown | lc | qtof | esi | unknown | Agilent instrument, LC-ESI-QTOF, UNKNOWN
agilent | unknown | lc | qtof | esi | unknown | Agilent instrument, LC-ESI-QTOF, UNKNOWN
agilent | unknown | lc | qtof | esi | unknown | Agilent instrument, LC-ESI-QTOF, UNKNOWN
agilent | unknown | lc | qtof | esi | unknown | Agilent instrument, LC-ESI-QTOF, UNKNOWN
agilent | unknown | lc | qtof | esi | unknown | Agilent instrument, LC-ESI-QTOF, UNKNOWN
agilent | unknown | lc | qtof | esi | unknown | Agilent instrument, LC-ESI-QTOF, UNKNOWN
agilent | unknown | lc | qtof | esi | unknown | Agilent instrument, LC-ESI-QTOF, UNKNOWN
agilent | unknown | lc | qtof | esi | unknown | Agilent instrument, LC-ESI-QTOF, UNKNOWN
agilent | unknown | lc | qtof | esi | unknown | Agilent instrument, LC-ESI-QTOF, UNKNOWN
agilent | unknown | lc | qtof | esi | unknown | Agilent instrument, LC-ESI-QTOF, UNKNOWN
agilent | unknown | lc | qtof | esi | unknown | Agilent instrument, LC-ESI-QTOF, UNKNOWN
agilent | unknown | lc | qtof | esi | unknown | Agilent instrument, LC-ESI-QTOF, UNKNOWN
agilent | unknown | lc | qtof | esi | unknown | Agilent instrument, LC-ESI-QTOF, UNKNOWN
agilent | unknown | lc | qtof | esi | unknown | Agilent instrument, LC-ESI-QTOF, UNKNOWN
agilent | unknown | lc | qtof | esi | unknown | Agilent instrument, LC-ESI-QTOF, UNKNOWN
agilent | unknown | lc | qtof | esi | unknown | Agilent instrument, LC-ESI-QTOF, UNKNOWN
agilent | unknown | lc | qtof | esi | unknown | Agilent instrument, LC-ESI-QTOF, UNKNOWN
agilent | unknown | lc | qtof | esi | unknown | Agilent instrument, LC-ESI-QTOF, UNKNOWN
agilent | unknown | lc | qtof | esi | unknown | Agilent instrument, LC-ESI-QTOF, UNKNOWN
agilent | unknown | lc | qtof | esi | unknown | Agilent instrument, LC-ESI-QTOF, UNKNOWN
agilent | unknown | lc | qtof | esi | unknown | Agilent instrument, LC-ESI-QTOF, UNKNOWN
agilent | unknown | lc | qtof | esi | unknown | Agilent instrument, LC-ESI-QTOF, UNKNOWN
agilent | unknown | lc | qtof | esi | unknown | Agilent instrument, LC-ESI-QTOF, UNKNOWN
agilent | unknown | lc | qtof | esi | unknown | Agilent instrument, LC-ESI-QTOF, UNKNOWN
agilent | unknown | lc | qtof | esi | unknown | Agilent instrument, LC-ESI-QTOF, UNKNOWN
agilent | unknown | lc | qtof | esi | unknown | Agilent instrument, LC-ESI-QTOF, UNKNOWN
agilent | unknown | lc | qtof | esi | unknown | Agilent instrument, LC-ESI-QTOF, UNKNOWN
agilent | unknown | lc | qtof | esi | unknown | Agilent instrument, LC-ESI-QTOF, UNKNOWN
agilent | unknown | lc | qtof | esi | unknown | Agilent instrument, LC-ESI-QTOF, UNKNOWN
agilent | unknown | lc | qtof | esi | unknown | Agilent instrument, LC-ESI-QTOF, UNKNOWN
agilent | unknown | lc | qtof | esi | unknown | Agilent instrument, LC-ESI-QTOF, UNKNOWN
agilent | unknown | lc | qtof | esi | unknown | Agilent instrument, LC-ESI-QTOF, UNKNOWN
agilent | unknown | lc | qtof | esi | unknown | Agilent instrument, LC-ESI-QTOF, UNKNOWN
agilent | unknown | lc | qtof | esi | unknown | Agilent instrument, LC-ESI-QTOF, UNKNOWN
agilent | unknown | lc | qtof | esi | unknown | Agilent instrument, LC-ESI-QTOF, UNKNOWN
agilent | unknown | lc | qtof | esi | unknown | Agilent instrument, LC-ESI-QTOF, UNKNOWN
agilent | unknown | lc | qtof | esi | unknown | Agilent instrument, LC-ESI-QTOF, UNKNOWN
agilent | unknown | lc | qtof | esi | unknown | Agilent instrument, LC-ESI-QTOF, UNKNOWN
agilent | unknown | lc | qtof | esi | unknown | Agilent instrument, LC-ESI-QTOF, UNKNOWN
agilent | unknown | lc | qtof | esi | unknown | Agilent instrument, LC-ESI-QTOF, UNKNOWN
agilent | unknown | lc | qtof | esi | unknown | Agilent instrument, LC-ESI-QTOF, UNKNOWN
agilent | unknown | lc | qtof | esi | unknown | Agilent instrument, LC-ESI-QTOF, UNKNOWN
agilent | unknown | lc | qtof | esi | unknown | Agilent instrument, LC-ESI-QTOF, UNKNOWN
agilent | unknown | lc | qtof | esi | unknown | Agilent instrument, LC-ESI-QTOF, UNKNOWN
agilent | unknown | lc | qtof | esi | unknown | Agilent instrument, LC-ESI-QTOF, UNKNOWN
agilent | unknown | lc | qtof | esi | unknown | Agilent instrument, LC-ESI-QTOF, UNKNOWN
agilent | unknown | lc | qtof | esi | unknown | Agilent instrument, LC-ESI-QTOF, UNKNOWN
agilent | unknown | lc | qtof | esi | unknown | Agilent instrument, LC-ESI-QTOF, UNKNOWN
agilent | unknown | lc | qtof | esi | unknown | Agilent instrument, LC-ESI-QTOF, UNKNOWN
agilent | unknown | lc | qtof | esi | unknown | Agilent instrument, LC-ESI-QTOF, UNKNOWN
agilent | unknown | lc | qtof | esi | unknown | Agilent instrument, LC-ESI-QTOF, UNKNOWN
agilent | unknown | lc | qtof | esi | unknown | Agilent instrument, LC-ESI-QTOF, UNKNOWN
agilent | unknown | lc | qtof | esi | unknown | Agilent instrument, LC-ESI-QTOF, UNKNOWN
agilent | unknown | lc | qtof | esi | unknown | Agilent instrument, LC-ESI-QTOF, UNKNOWN
agilent | unknown | lc | qtof | esi | unknown | Agilent instrument, LC-ESI-QTOF, UNKNOWN
agilent | unknown | lc | qtof | esi | unknown | Agilent instrument, LC-ESI-QTOF, UNKNOWN
agilent | unknown | lc | qtof | esi | unknown | Agilent instrument, LC-ESI-QTOF, UNKNOWN
agilent | unknown | lc | qtof | esi | unknown | Agilent instrument, LC-ESI-QTOF, UNKNOWN
agilent | unknown | lc | qtof | esi | unknown | Agilent instrument, LC-ESI-QTOF, UNKNOWN
agilent | unknown | lc | qtof | esi | unknown | Agilent instrument, LC-ESI-QTOF, UNKNOWN
agilent | unknown | lc | qtof | esi | unknown | Agilent instrument, LC-ESI-QTOF, UNKNOWN
agilent | unknown | lc | qtof | esi | unknown | Agilent instrument, LC-ESI-QTOF, UNKNOWN
agilent | unknown | lc | qtof | esi | unknown | Agilent instrument, LC-ESI-QTOF, UNKNOWN
agilent | unknown | lc | qtof | esi | unknown | Agilent instrument, LC-ESI-QTOF, UNKNOWN
agilent | unknown | lc | qtof | esi | unknown | Agilent instrument, LC-ESI-QTOF, UNKNOWN
agilent | unknown | lc | qtof | esi | unknown | Agilent instrument, LC-ESI-QTOF, UNKNOWN
agilent | unknown | lc | qtof | esi | unknown | Agilent instrument, LC-ESI-QTOF, UNKNOWN
agilent | unknown | lc | qtof | esi | unknown | Agilent instrument, LC-ESI-QTOF, UNKNOWN
agilent | unknown | lc | qtof | esi | unknown | Agilent instrument, LC-ESI-QTOF, UNKNOWN
agilent | unknown | lc | qtof | esi | unknown | Agilent instrument, LC-ESI-QTOF, UNKNOWN
agilent | unknown | lc | qtof | esi | unknown | Agilent instrument, LC-ESI-QTOF, UNKNOWN
unknown | unknown | lc | unknown | esi | unknown | UNKNOWN, LC-ESI-UNKNOWN, UNKNOWN
unknown | unknown | lc | unknown | esi | unknown | UNKNOWN, LC-ESI-UNKNOWN, UNKNOWN
unknown | unknown | lc | unknown | esi | unknown | UNKNOWN, LC-ESI-UNKNOWN, UNKNOWN
unknown | unknown | lc | unknown | esi | unknown | UNKNOWN, LC-ESI-UNKNOWN, UNKNOWN
agilent | unknown | lc | qtof | esi | unknown | Agilent instrument, LC-ESI-QTOF, UNKNOWN
agilent | unknown | lc | qtof | esi | unknown | Agilent instrument, LC-ESI-QTOF, UNKNOWN
agilent | unknown | lc | qtof | esi | unknown | Agilent instrument, LC-ESI-QTOF, UNKNOWN
agilent | unknown | lc | qtof | esi | unknown | Agilent instrument, LC-ESI-QTOF, UNKNOWN
agilent | unknown | lc | qtof | esi | unknown | Agilent instrument, LC-ESI-QTOF, UNKNOWN
agilent | unknown | lc | qtof | esi | unknown | Agilent instrument, LC-ESI-QTOF, UNKNOWN
agilent | unknown | lc | qtof | esi | unknown | Agilent instrument, LC-ESI-QTOF, UNKNOWN
agilent | unknown | ce | qtof | esi | unknown | Agilent instrument, CE-ESI-QTOF, UNKNOWN
agilent | unknown | lc | qit | esi | unknown | Agilent instrument, LC-ESI-QIT, UNKNOWN
agilent | unknown | lc | qit | esi | unknown | Agilent instrument, LC-ESI-QIT, UNKNOWN
agilent | unknown | lc | it | esi | unknown | Agilent instrument, LC-ESI-IT, UNKNOWN
agilent | unknown | lc | qit | esi | unknown | Agilent instrument, LC-ESI-QIT, UNKNOWN
unknown | unknown | lc | unknown | unknown | high | UNKNOWN, LC-UNKNOWN-UNKNOWN, HIGH
unknown | unknown | lc | unknown | unknown | high | UNKNOWN, LC-UNKNOWN-UNKNOWN, HIGH
unknown | unknown | lc | unknown | unknown | high | UNKNOWN, LC-UNKNOWN-UNKNOWN, HIGH
unknown | unknown | ce | unknown | unknown | high | UNKNOWN, CE-UNKNOWN-UNKNOWN, HIGH
unknown | unknown | lc | unknown | unknown | low | UNKNOWN, LC-UNKNOWN-UNKNOWN, LOW
unknown | unknown | lc | unknown | unknown | low | UNKNOWN, LC-UNKNOWN-UNKNOWN, LOW
unknown | unknown | lc | unknown | unknown | low | UNKNOWN, LC-UNKNOWN-UNKNOWN, LOW
unknown | unknown | lc | unknown | unknown | low | UNKNOWN, LC-UNKNOWN-UNKNOWN, LOW
unknown | unknown | lc | unknown | esi | unknown | UNKNOWN, LC-ESI-UNKNOWN, UNKNOWN
unknown | unknown | ce | unknown | esi | unknown | UNKNOWN, CE-ESI-UNKNOWN, UNKNOWN
unknown | unknown | lc | unknown | esi | unknown | UNKNOWN, LC-ESI-UNKNOWN, UNKNOWN
unknown | unknown | lc | unknown | esi | unknown | UNKNOWN, LC-ESI-UNKNOWN, UNKNOWN
unknown | unknown | lc | unknown | esi | unknown | UNKNOWN, LC-ESI-UNKNOWN, UNKNOWN
unknown | unknown | lc | unknown | esi | unknown | UNKNOWN, LC-ESI-UNKNOWN, UNKNOWN
unknown | unknown | lc | unknown | esi | unknown | UNKNOWN, LC-ESI-UNKNOWN, UNKNOWN
unknown | unknown | lc | unknown | esi | unknown | UNKNOWN, LC-ESI-UNKNOWN, UNKNOWN
unknown | unknown | lc | unknown | unknown | high | UNKNOWN, LC-UNKNOWN-UNKNOWN, HIGH
unknown | unknown | lc | unknown | unknown | high | UNKNOWN, LC-UNKNOWN-UNKNOWN, HIGH
unknown | unknown | lc | unknown | unknown | high | UNKNOWN, LC-UNKNOWN-UNKNOWN, HIGH
unknown | unknown | lc | unknown | unknown | high | UNKNOWN, LC-UNKNOWN-UNKNOWN, HIGH
unknown | unknown | lc | unknown | unknown | high | UNKNOWN, LC-UNKNOWN-UNKNOWN, HIGH
unknown | unknown | lc | unknown | unknown | high | UNKNOWN, LC-UNKNOWN-UNKNOWN, HIGH
unknown | unknown | lc | unknown | unknown | high | UNKNOWN, LC-UNKNOWN-UNKNOWN, HIGH
unknown | unknown | lc | unknown | unknown | high | UNKNOWN, LC-UNKNOWN-UNKNOWN, HIGH
unknown | unknown | lc | unknown | unknown | high | UNKNOWN, LC-UNKNOWN-UNKNOWN, HIGH
unknown | unknown | lc | unknown | unknown | high | UNKNOWN, LC-UNKNOWN-UNKNOWN, HIGH
unknown | unknown | lc | unknown | unknown | high | UNKNOWN, LC-UNKNOWN-UNKNOWN, HIGH
unknown | unknown | lc | unknown | unknown | high | UNKNOWN, LC-UNKNOWN-UNKNOWN, HIGH
unknown | unknown | lc | unknown | unknown | high | UNKNOWN, LC-UNKNOWN-UNKNOWN, HIGH
unknown | unknown | lc | unknown | unknown | high | UNKNOWN, LC-UNKNOWN-UNKNOWN, HIGH
unknown | unknown | lc | unknown | unknown | high | UNKNOWN, LC-UNKNOWN-UNKNOWN, HIGH
unknown | unknown | lc | unknown | unknown | high | UNKNOWN, LC-UNKNOWN-UNKNOWN, HIGH
unknown | unknown | lc | unknown | unknown | high | UNKNOWN, LC-UNKNOWN-UNKNOWN, HIGH
unknown | unknown | lc | unknown | unknown | high | UNKNOWN, LC-UNKNOWN-UNKNOWN, HIGH
unknown | unknown | lc | unknown | unknown | high | UNKNOWN, LC-UNKNOWN-UNKNOWN, HIGH
unknown | unknown | lc | unknown | unknown | high | UNKNOWN, LC-UNKNOWN-UNKNOWN, HIGH
unknown | unknown | lc | unknown | unknown | high | UNKNOWN, LC-UNKNOWN-UNKNOWN, HIGH
unknown | unknown | lc | unknown | unknown | high | UNKNOWN, LC-UNKNOWN-UNKNOWN, HIGH
unknown | unknown | lc | unknown | unknown | high | UNKNOWN, LC-UNKNOWN-UNKNOWN, HIGH
unknown | unknown | lc | unknown | unknown | high | UNKNOWN, LC-UNKNOWN-UNKNOWN, HIGH
unknown | unknown | lc | unknown | unknown | high | UNKNOWN, LC-UNKNOWN-UNKNOWN, HIGH
unknown | unknown | lc | unknown | unknown | high | UNKNOWN, LC-UNKNOWN-UNKNOWN, HIGH
unknown | unknown | lc | unknown | unknown | high | UNKNOWN, LC-UNKNOWN-UNKNOWN, HIGH
unknown | unknown | lc | unknown | unknown | high | UNKNOWN, LC-UNKNOWN-UNKNOWN, HIGH
unknown | unknown | lc | unknown | unknown | high | UNKNOWN, LC-UNKNOWN-UNKNOWN, HIGH
unknown | unknown | lc | unknown | unknown | high | UNKNOWN, LC-UNKNOWN-UNKNOWN, HIGH
unknown | unknown | lc | unknown | unknown | high | UNKNOWN, LC-UNKNOWN-UNKNOWN, HIGH
unknown | unknown | lc | unknown | unknown | high | UNKNOWN, LC-UNKNOWN-UNKNOWN, HIGH
unknown | unknown | lc | unknown | unknown | high | UNKNOWN, LC-UNKNOWN-UNKNOWN, HIGH
unknown | unknown | lc | unknown | unknown | high | UNKNOWN, LC-UNKNOWN-UNKNOWN, HIGH
unknown | unknown | lc | unknown | unknown | high | UNKNOWN, LC-UNKNOWN-UNKNOWN, HIGH
unknown | unknown | lc | unknown | unknown | high | UNKNOWN, LC-UNKNOWN-UNKNOWN, HIGH
unknown | unknown | lc | unknown | unknown | high | UNKNOWN, LC-UNKNOWN-UNKNOWN, HIGH
unknown | unknown | lc | unknown | unknown | high | UNKNOWN, LC-UNKNOWN-UNKNOWN, HIGH
unknown | unknown | lc | unknown | unknown | high | UNKNOWN, LC-UNKNOWN-UNKNOWN, HIGH
unknown | unknown | lc | unknown | unknown | high | UNKNOWN, LC-UNKNOWN-UNKNOWN, HIGH
unknown | unknown | lc | unknown | unknown | high | UNKNOWN, LC-UNKNOWN-UNKNOWN, HIGH
unknown | unknown | lc | unknown | unknown | high | UNKNOWN, LC-UNKNOWN-UNKNOWN, HIGH
unknown | unknown | lc | unknown | unknown | high | UNKNOWN, LC-UNKNOWN-UNKNOWN, HIGH
unknown | unknown | lc | unknown | unknown | high | UNKNOWN, LC-UNKNOWN-UNKNOWN, HIGH
unknown | unknown | lc | unknown | unknown | high | UNKNOWN, LC-UNKNOWN-UNKNOWN, HIGH
unknown | unknown | lc | unknown | unknown | high | UNKNOWN, LC-UNKNOWN-UNKNOWN, HIGH
unknown | unknown | lc | unknown | unknown | high | UNKNOWN, LC-UNKNOWN-UNKNOWN, HIGH
unknown | unknown | lc | unknown | unknown | high | UNKNOWN, LC-UNKNOWN-UNKNOWN, HIGH
unknown | unknown | lc | unknown | unknown | high | UNKNOWN, LC-UNKNOWN-UNKNOWN, HIGH
unknown | unknown | lc | unknown | unknown | high | UNKNOWN, LC-UNKNOWN-UNKNOWN, HIGH
unknown | unknown | lc | unknown | unknown | high | UNKNOWN, LC-UNKNOWN-UNKNOWN, HIGH
unknown | unknown | lc | unknown | unknown | high | UNKNOWN, LC-UNKNOWN-UNKNOWN, HIGH
unknown | unknown | lc | unknown | unknown | high | UNKNOWN, LC-UNKNOWN-UNKNOWN, HIGH
unknown | unknown | lc | unknown | unknown | high | UNKNOWN, LC-UNKNOWN-UNKNOWN, HIGH
unknown | unknown | lc | unknown | unknown | high | UNKNOWN, LC-UNKNOWN-UNKNOWN, HIGH
unknown | unknown | lc | unknown | unknown | high | UNKNOWN, LC-UNKNOWN-UNKNOWN, HIGH
unknown | unknown | lc | unknown | unknown | high | UNKNOWN, LC-UNKNOWN-UNKNOWN, HIGH
unknown | unknown | lc | unknown | unknown | high | UNKNOWN, LC-UNKNOWN-UNKNOWN, HIGH
unknown | unknown | lc | unknown | unknown | high | UNKNOWN, LC-UNKNOWN-UNKNOWN, HIGH
unknown | unknown | lc | unknown | unknown | high | UNKNOWN, LC-UNKNOWN-UNKNOWN, HIGH
unknown | unknown | lc | unknown | unknown | high | UNKNOWN, LC-UNKNOWN-UNKNOWN, HIGH
unknown | unknown | lc | unknown | unknown | high | UNKNOWN, LC-UNKNOWN-UNKNOWN, HIGH
unknown | unknown | lc | unknown | unknown | high | UNKNOWN, LC-UNKNOWN-UNKNOWN, HIGH
unknown | unknown | lc | unknown | unknown | high | UNKNOWN, LC-UNKNOWN-UNKNOWN, HIGH
unknown | unknown | lc | unknown | unknown | high | UNKNOWN, LC-UNKNOWN-UNKNOWN, HIGH
unknown | unknown | lc | unknown | unknown | high | UNKNOWN, LC-UNKNOWN-UNKNOWN, HIGH
unknown | unknown | lc | unknown | unknown | high | UNKNOWN, LC-UNKNOWN-UNKNOWN, HIGH
unknown | unknown | lc | unknown | unknown | high | UNKNOWN, LC-UNKNOWN-UNKNOWN, HIGH
unknown | unknown | lc | unknown | unknown | high | UNKNOWN, LC-UNKNOWN-UNKNOWN, HIGH
unknown | unknown | lc | unknown | unknown | high | UNKNOWN, LC-UNKNOWN-UNKNOWN, HIGH
unknown | unknown | lc | unknown | unknown | high | UNKNOWN, LC-UNKNOWN-UNKNOWN, HIGH
unknown | unknown | lc | unknown | unknown | high | UNKNOWN, LC-UNKNOWN-UNKNOWN, HIGH
unknown | unknown | lc | unknown | unknown | high | UNKNOWN, LC-UNKNOWN-UNKNOWN, HIGH
unknown | unknown | lc | unknown | unknown | high | UNKNOWN, LC-UNKNOWN-UNKNOWN, HIGH
unknown | unknown | lc | unknown | unknown | high | UNKNOWN, LC-UNKNOWN-UNKNOWN, HIGH
unknown | unknown | lc | unknown | unknown | high | UNKNOWN, LC-UNKNOWN-UNKNOWN, HIGH
unknown | unknown | lc | unknown | unknown | high | UNKNOWN, LC-UNKNOWN-UNKNOWN, HIGH
unknown | unknown | lc | unknown | unknown | high | UNKNOWN, LC-UNKNOWN-UNKNOWN, HIGH
unknown | unknown | lc | unknown | unknown | high | UNKNOWN, LC-UNKNOWN-UNKNOWN, HIGH
unknown | unknown | lc | unknown | unknown | high | UNKNOWN, LC-UNKNOWN-UNKNOWN, HIGH
unknown | unknown | lc | unknown | unknown | high | UNKNOWN, LC-UNKNOWN-UNKNOWN, HIGH
unknown | unknown | lc | unknown | unknown | high | UNKNOWN, LC-UNKNOWN-UNKNOWN, HIGH
unknown | unknown | lc | unknown | unknown | high | UNKNOWN, LC-UNKNOWN-UNKNOWN, HIGH
unknown | unknown | lc | unknown | unknown | high | UNKNOWN, LC-UNKNOWN-UNKNOWN, HIGH
unknown | unknown | lc | unknown | unknown | high | UNKNOWN, LC-UNKNOWN-UNKNOWN, HIGH
unknown | unknown | lc | unknown | unknown | high | UNKNOWN, LC-UNKNOWN-UNKNOWN, HIGH
unknown | unknown | lc | unknown | unknown | high | UNKNOWN, LC-UNKNOWN-UNKNOWN, HIGH
unknown | unknown | lc | unknown | unknown | high | UNKNOWN, LC-UNKNOWN-UNKNOWN, HIGH
unknown | unknown | lc | unknown | unknown | high | UNKNOWN, LC-UNKNOWN-UNKNOWN, HIGH
unknown | unknown | lc | unknown | unknown | high | UNKNOWN, LC-UNKNOWN-UNKNOWN, HIGH
unknown | unknown | lc | unknown | unknown | high | UNKNOWN, LC-UNKNOWN-UNKNOWN, HIGH
unknown | unknown | lc | unknown | unknown | high | UNKNOWN, LC-UNKNOWN-UNKNOWN, HIGH
unknown | unknown | lc | unknown | unknown | high | UNKNOWN, LC-UNKNOWN-UNKNOWN, HIGH
unknown | unknown | lc | unknown | unknown | high | UNKNOWN, LC-UNKNOWN-UNKNOWN, HIGH
unknown | unknown | lc | unknown | unknown | high | UNKNOWN, LC-UNKNOWN-UNKNOWN, HIGH
unknown | unknown | lc | unknown | unknown | high | UNKNOWN, LC-UNKNOWN-UNKNOWN, HIGH
unknown | unknown | lc | unknown | unknown | high | UNKNOWN, LC-UNKNOWN-UNKNOWN, HIGH
unknown | unknown | lc | unknown | unknown | high | UNKNOWN, LC-UNKNOWN-UNKNOWN, HIGH
unknown | unknown | lc | unknown | unknown | high | UNKNOWN, LC-UNKNOWN-UNKNOWN, HIGH
unknown | unknown | lc | unknown | unknown | high | UNKNOWN, LC-UNKNOWN-UNKNOWN, HIGH
unknown | unknown | lc | unknown | unknown | high | UNKNOWN, LC-UNKNOWN-UNKNOWN, HIGH
unknown | unknown | lc | unknown | unknown | high | UNKNOWN, LC-UNKNOWN-UNKNOWN, HIGH
unknown | unknown | lc | unknown | unknown | high | UNKNOWN, LC-UNKNOWN-UNKNOWN, HIGH
unknown | unknown | lc | unknown | unknown | high | UNKNOWN, LC-UNKNOWN-UNKNOWN, HIGH
unknown | unknown | lc | unknown | unknown | high | UNKNOWN, LC-UNKNOWN-UNKNOWN, HIGH
unknown | unknown | lc | unknown | unknown | high | UNKNOWN, LC-UNKNOWN-UNKNOWN, HIGH
unknown | unknown | lc | unknown | unknown | high | UNKNOWN, LC-UNKNOWN-UNKNOWN, HIGH
unknown | unknown | lc | unknown | unknown | high | UNKNOWN, LC-UNKNOWN-UNKNOWN, HIGH
unknown | unknown | lc | unknown | unknown | high | UNKNOWN, LC-UNKNOWN-UNKNOWN, HIGH
unknown | unknown | lc | unknown | unknown | high | UNKNOWN, LC-UNKNOWN-UNKNOWN, HIGH
unknown | unknown | lc | unknown | unknown | high | UNKNOWN, LC-UNKNOWN-UNKNOWN, HIGH
unknown | unknown | lc | unknown | unknown | high | UNKNOWN, LC-UNKNOWN-UNKNOWN, HIGH
unknown | unknown | lc | unknown | unknown | high | UNKNOWN, LC-UNKNOWN-UNKNOWN, HIGH
unknown | unknown | lc | unknown | unknown | high | UNKNOWN, LC-UNKNOWN-UNKNOWN, HIGH
unknown | unknown | lc | unknown | unknown | high | UNKNOWN, LC-UNKNOWN-UNKNOWN, HIGH
unknown | unknown | lc | unknown | unknown | high | UNKNOWN, LC-UNKNOWN-UNKNOWN, HIGH
unknown | unknown | lc | unknown | unknown | high | UNKNOWN, LC-UNKNOWN-UNKNOWN, HIGH
unknown | unknown | lc | unknown | unknown | high | UNKNOWN, LC-UNKNOWN-UNKNOWN, HIGH
unknown | unknown | lc | unknown | unknown | high | UNKNOWN, LC-UNKNOWN-UNKNOWN, HIGH
unknown | unknown | lc | unknown | unknown | high | UNKNOWN, LC-UNKNOWN-UNKNOWN, HIGH
unknown | unknown | lc | unknown | unknown | high | UNKNOWN, LC-UNKNOWN-UNKNOWN, HIGH
unknown | unknown | lc | unknown | unknown | high | UNKNOWN, LC-UNKNOWN-UNKNOWN, HIGH
unknown | unknown | lc | unknown | unknown | high | UNKNOWN, LC-UNKNOWN-UNKNOWN, HIGH
unknown | unknown | lc | unknown | unknown | high | UNKNOWN, LC-UNKNOWN-UNKNOWN, HIGH
unknown | unknown | lc | unknown | unknown | high | UNKNOWN, LC-UNKNOWN-UNKNOWN, HIGH
unknown | unknown | lc | unknown | unknown | high | UNKNOWN, LC-UNKNOWN-UNKNOWN, HIGH
unknown | unknown | lc | unknown | unknown | high | UNKNOWN, LC-UNKNOWN-UNKNOWN, HIGH
unknown | unknown | lc | unknown | unknown | high | UNKNOWN, LC-UNKNOWN-UNKNOWN, HIGH
unknown | unknown | lc | unknown | unknown | high | UNKNOWN, LC-UNKNOWN-UNKNOWN, HIGH
unknown | unknown | lc | unknown | unknown | high | UNKNOWN, LC-UNKNOWN-UNKNOWN, HIGH
unknown | unknown | lc | unknown | unknown | high | UNKNOWN, LC-UNKNOWN-UNKNOWN, HIGH
agilent | unknown | unknown | unknown | unknown | unknown | Agilent instrument, UNKNOWN, UNKNOWN
unknown | unknown | lc | unknown | unknown | high | UNKNOWN, LC-UNKNOWN-UNKNOWN, HIGH
unknown | unknown | lc | unknown | unknown | high | UNKNOWN, LC-UNKNOWN-UNKNOWN, HIGH
unknown | unknown | lc | unknown | unknown | high | UNKNOWN, LC-UNKNOWN-UNKNOWN, HIGH
unknown | unknown | lc | unknown | unknown | high | UNKNOWN, LC-UNKNOWN-UNKNOWN, HIGH
unknown | unknown | lc | unknown | unknown | high | UNKNOWN, LC-UNKNOWN-UNKNOWN, HIGH
unknown | unknown | lc | unknown | unknown | high | UNKNOWN, LC-UNKNOWN-UNKNOWN, HIGH
unknown | unknown | lc | unknown | unknown | high | UNKNOWN, LC-UNKNOWN-UNKNOWN, HIGH
unknown | unknown | lc | unknown | unknown | high | UNKNOWN, LC-UNKNOWN-UNKNOWN, HIGH
unknown | unknown | lc | unknown | unknown | high | UNKNOWN, LC-UNKNOWN-UNKNOWN, HIGH
unknown | unknown | lc | unknown | unknown | high | UNKNOWN, LC-UNKNOWN-UNKNOWN, HIGH
unknown | unknown | lc | unknown | unknown | high | UNKNOWN, LC-UNKNOWN-UNKNOWN, HIGH
unknown | unknown | lc | unknown | unknown | high | UNKNOWN, LC-UNKNOWN-UNKNOWN, HIGH
unknown | unknown | unknown | qtof | esi | unknown | UNKNOWN, LC-ESI-QTOF, UNKNOWN
unknown | unknown | unknown | qtof | esi | unknown | UNKNOWN, LC-ESI-QTOF, UNKNOWN
unknown | unknown | unknown | qtof | esi | unknown | UNKNOWN, LC-ESI-QTOF, UNKNOWN
unknown | unknown | unknown | qtof | esi | unknown | UNKNOWN, LC-ESI-QTOF, UNKNOWN
unknown | unknown | unknown | qtof | esi | unknown | UNKNOWN, LC-ESI-QTOF, UNKNOWN
unknown | unknown | unknown | qtof | esi | unknown | UNKNOWN, LC-ESI-QTOF, UNKNOWN
unknown | unknown | unknown | qtof | esi | unknown | UNKNOWN, LC-ESI-QTOF, UNKNOWN
unknown | unknown | unknown | qit | esi | unknown | UNKNOWN, LC-ESI-QIT, UNKNOWN
unknown | unknown | unknown | qit | esi | unknown | UNKNOWN, LC-ESI-QIT, UNKNOWN
unknown | unknown | unknown | it | esi | unknown | UNKNOWN, LC-ESI-IT, UNKNOWN
unknown | unknown | unknown | qit | esi | unknown | UNKNOWN, LC-ESI-QIT, UNKNOWN
unknown | unknown | lc | unknown | unknown | high | UNKNOWN, LC-UNKNOWN-UNKNOWN, HIGH
unknown | unknown | ce | unknown | unknown | high | UNKNOWN, CE-UNKNOWN-UNKNOWN, HIGH
unknown | unknown | lc | unknown | unknown | low | UNKNOWN, LC-UNKNOWN-UNKNOWN, LOW
unknown | unknown | lc | unknown | unknown | high | UNKNOWN, LC-UNKNOWN-UNKNOWN, HIGH
unknown | unknown | lc | unknown | unknown | high | UNKNOWN, LC-UNKNOWN-UNKNOWN, HIGH
unknown | unknown | unknown | qtof | esi | unknown | UNKNOWN, LC-ESI-QTOF, UNKNOWN
unknown | unknown | unknown | qtof | esi | unknown | UNKNOWN, LC-ESI-QTOF, UNKNOWN
unknown | unknown | unknown | qtof | esi | unknown | UNKNOWN, LC-ESI-QTOF, UNKNOWN
unknown | unknown | unknown | qtof | esi | unknown | UNKNOWN, LC-ESI-QTOF, UNKNOWN
unknown | unknown | unknown | qtof | esi | unknown | UNKNOWN, LC-ESI-QTOF, UNKNOWN
unknown | unknown | unknown | qtof | esi | unknown | UNKNOWN, LC-ESI-QTOF, UNKNOWN
unknown | unknown | unknown | qtof | esi | unknown | UNKNOWN, LC-ESI-QTOF, UNKNOWN
unknown | unknown | unknown | qtof | esi | unknown | UNKNOWN, LC-ESI-QTOF, UNKNOWN
unknown | unknown | unknown | qtof | esi | unknown | UNKNOWN, LC-ESI-QTOF, UNKNOWN
unknown | unknown | unknown | qtof | esi | unknown | UNKNOWN, LC-ESI-QTOF, UNKNOWN
unknown | unknown | unknown | qtof | esi | unknown | UNKNOWN, LC-ESI-QTOF, UNKNOWN
unknown | unknown | unknown | qtof | esi | unknown | UNKNOWN, LC-ESI-QTOF, UNKNOWN
unknown | unknown | unknown | qtof | esi | unknown | UNKNOWN, LC-ESI-QTOF, UNKNOWN
unknown | unknown | unknown | qtof | esi | unknown | UNKNOWN, LC-ESI-QTOF, UNKNOWN
unknown | unknown | unknown | qtof | esi | unknown | UNKNOWN, LC-ESI-QTOF, UNKNOWN
unknown | unknown | unknown | qtof | esi | unknown | UNKNOWN, LC-ESI-QTOF, UNKNOWN
unknown | unknown | unknown | qtof | esi | unknown | UNKNOWN, LC-ESI-QTOF, UNKNOWN
unknown | unknown | unknown | qtof | esi | unknown | UNKNOWN, LC-ESI-QTOF, UNKNOWN
unknown | unknown | unknown | qtof | esi | unknown | UNKNOWN, LC-ESI-QTOF, UNKNOWN
unknown | unknown | unknown | qtof | esi | unknown | UNKNOWN, LC-ESI-QTOF, UNKNOWN
unknown | unknown | unknown | qtof | esi | unknown | UNKNOWN, LC-ESI-QTOF, UNKNOWN
unknown | unknown | unknown | qtof | esi | unknown | UNKNOWN, LC-ESI-QTOF, UNKNOWN
unknown | unknown | unknown | qtof | esi | unknown | UNKNOWN, LC-ESI-QTOF, UNKNOWN
unknown | unknown | unknown | qtof | esi | unknown | UNKNOWN, LC-ESI-QTOF, UNKNOWN
unknown | unknown | unknown | qtof | esi | unknown | UNKNOWN, LC-ESI-QTOF, UNKNOWN
unknown | unknown | unknown | qtof | esi | unknown | UNKNOWN, LC-ESI-QTOF, UNKNOWN
unknown | unknown | unknown | qtof | esi | unknown | UNKNOWN, LC-ESI-QTOF, UNKNOWN
unknown | unknown | unknown | qtof | esi | unknown | UNKNOWN, LC-ESI-QTOF, UNKNOWN
unknown | unknown | unknown | qtof | esi | unknown | UNKNOWN, LC-ESI-QTOF, UNKNOWN
unknown | unknown | unknown | qtof | esi | unknown | UNKNOWN, LC-ESI-QTOF, UNKNOWN
unknown | unknown | unknown | qtof | esi | unknown | UNKNOWN, LC-ESI-QTOF, UNKNOWN
unknown | unknown | unknown | qtof | esi | unknown | UNKNOWN, LC-ESI-QTOF, UNKNOWN
unknown | unknown | unknown | qtof | esi | unknown | UNKNOWN, LC-ESI-QTOF, UNKNOWN
unknown | unknown | unknown | qtof | esi | unknown | UNKNOWN, LC-ESI-QTOF, UNKNOWN
unknown | unknown | unknown | qtof | esi | unknown | UNKNOWN, LC-ESI-QTOF, UNKNOWN
unknown | unknown | unknown | qtof | esi | unknown | UNKNOWN, LC-ESI-QTOF, UNKNOWN
unknown | unknown | unknown | qtof | esi | unknown | UNKNOWN, LC-ESI-QTOF, UNKNOWN
unknown | unknown | unknown | qtof | esi | unknown | UNKNOWN, LC-ESI-QTOF, UNKNOWN
unknown | unknown | unknown | qtof | esi | unknown | UNKNOWN, LC-ESI-QTOF, UNKNOWN
unknown | unknown | unknown | qtof | esi | unknown | UNKNOWN, LC-ESI-QTOF, UNKNOWN
unknown | unknown | unknown | qtof | esi | unknown | UNKNOWN, LC-ESI-QTOF, UNKNOWN
unknown | unknown | unknown | qtof | esi | unknown | UNKNOWN, LC-ESI-QTOF, UNKNOWN
unknown | unknown | unknown | qtof | esi | unknown | UNKNOWN, LC-ESI-QTOF, UNKNOWN
unknown | unknown | unknown | qtof | esi | unknown | UNKNOWN, LC-ESI-QTOF, UNKNOWN
unknown | unknown | unknown | qtof | esi | unknown | UNKNOWN, LC-ESI-QTOF, UNKNOWN
unknown | unknown | unknown | qtof | esi | unknown | UNKNOWN, LC-ESI-QTOF, UNKNOWN
unknown | unknown | unknown | qtof | esi | unknown | UNKNOWN, LC-ESI-QTOF, UNKNOWN
unknown | unknown | unknown | qtof | esi | unknown | UNKNOWN, LC-ESI-QTOF, UNKNOWN
unknown | unknown | unknown | qtof | esi | unknown | UNKNOWN, LC-ESI-QTOF, UNKNOWN
unknown | unknown | unknown | qtof | esi | unknown | UNKNOWN, LC-ESI-QTOF, UNKNOWN
unknown | unknown | unknown | qtof | esi | unknown | UNKNOWN, LC-ESI-QTOF, UNKNOWN
unknown | unknown | unknown | qtof | esi | unknown | UNKNOWN, LC-ESI-QTOF, UNKNOWN
unknown | unknown | unknown | qtof | esi | unknown | UNKNOWN, LC-ESI-QTOF, UNKNOWN
unknown | unknown | unknown | qtof | esi | unknown | UNKNOWN, LC-ESI-QTOF, UNKNOWN
unknown | unknown | unknown | qtof | esi | unknown | UNKNOWN, LC-ESI-QTOF, UNKNOWN
unknown | unknown | unknown | qtof | esi | unknown | UNKNOWN, LC-ESI-QTOF, UNKNOWN
unknown | unknown | unknown | qtof | esi | unknown | UNKNOWN, LC-ESI-QTOF, UNKNOWN
unknown | unknown | unknown | qtof | esi | unknown | UNKNOWN, LC-ESI-QTOF, UNKNOWN
unknown | unknown | unknown | qtof | esi | unknown | UNKNOWN, LC-ESI-QTOF, UNKNOWN
unknown | unknown | unknown | qtof | esi | unknown | UNKNOWN, LC-ESI-QTOF, UNKNOWN
unknown | unknown | unknown | qtof | esi | unknown | UNKNOWN, LC-ESI-QTOF, UNKNOWN
unknown | unknown | unknown | qtof | esi | unknown | UNKNOWN, LC-ESI-QTOF, UNKNOWN
unknown | unknown | unknown | qtof | esi | unknown | UNKNOWN, LC-ESI-QTOF, UNKNOWN
unknown | unknown | unknown | qtof | esi | unknown | UNKNOWN, LC-ESI-QTOF, UNKNOWN
unknown | unknown | unknown | qtof | esi | unknown | UNKNOWN, LC-ESI-QTOF, UNKNOWN
unknown | unknown | unknown | qtof | esi | unknown | UNKNOWN, LC-ESI-QTOF, UNKNOWN
unknown | unknown | unknown | qtof | esi | unknown | UNKNOWN, LC-ESI-QTOF, UNKNOWN
unknown | unknown | unknown | qtof | esi | unknown | UNKNOWN, LC-ESI-QTOF, UNKNOWN
unknown | unknown | unknown | qtof | esi | unknown | UNKNOWN, LC-ESI-QTOF, UNKNOWN
unknown | unknown | unknown | qtof | esi | unknown | UNKNOWN, LC-ESI-QTOF, UNKNOWN
unknown | unknown | unknown | qtof | esi | unknown | UNKNOWN, LC-ESI-QTOF, UNKNOWN
unknown | unknown | unknown | qtof | esi | unknown | UNKNOWN, LC-ESI-QTOF, UNKNOWN
unknown | unknown | unknown | qtof | esi | unknown | UNKNOWN, LC-ESI-QTOF, UNKNOWN
unknown | unknown | unknown | qtof | esi | unknown | UNKNOWN, LC-ESI-QTOF, UNKNOWN
unknown | unknown | unknown | qtof | esi | unknown | UNKNOWN, LC-ESI-QTOF, UNKNOWN
unknown | unknown | unknown | qtof | esi | unknown | UNKNOWN, LC-ESI-QTOF, UNKNOWN
unknown | unknown | unknown | qtof | esi | unknown | UNKNOWN, LC-ESI-QTOF, UNKNOWN
unknown | unknown | unknown | qtof | esi | unknown | UNKNOWN, LC-ESI-QTOF, UNKNOWN
unknown | unknown | unknown | qtof | esi | unknown | UNKNOWN, LC-ESI-QTOF, UNKNOWN
unknown | unknown | unknown | qtof | esi | unknown | UNKNOWN, LC-ESI-QTOF, UNKNOWN
unknown | unknown | unknown | qtof | esi | unknown | UNKNOWN, LC-ESI-QTOF, UNKNOWN
unknown | unknown | unknown | qtof | esi | unknown | UNKNOWN, LC-ESI-QTOF, UNKNOWN
unknown | unknown | unknown | qtof | esi | unknown | UNKNOWN, LC-ESI-QTOF, UNKNOWN
unknown | unknown | unknown | qtof | esi | unknown | UNKNOWN, LC-ESI-QTOF, UNKNOWN
unknown | unknown | unknown | qtof | esi | unknown | UNKNOWN, LC-ESI-QTOF, UNKNOWN
unknown | unknown | unknown | qtof | esi | unknown | UNKNOWN, LC-ESI-QTOF, UNKNOWN
unknown | unknown | unknown | qtof | esi | unknown | UNKNOWN, LC-ESI-QTOF, UNKNOWN
unknown | unknown | unknown | qtof | esi | unknown | UNKNOWN, LC-ESI-QTOF, UNKNOWN
unknown | unknown | unknown | qtof | esi | unknown | UNKNOWN, LC-ESI-QTOF, UNKNOWN
unknown | unknown | unknown | qtof | esi | unknown | UNKNOWN, LC-ESI-QTOF, UNKNOWN
unknown | unknown | unknown | qtof | esi | unknown | UNKNOWN, LC-ESI-QTOF, UNKNOWN
unknown | unknown | unknown | qtof | esi | unknown | UNKNOWN, LC-ESI-QTOF, UNKNOWN
unknown | unknown | unknown | qtof | esi | unknown | UNKNOWN, LC-ESI-QTOF, UNKNOWN
unknown | unknown | unknown | qtof | esi | unknown | UNKNOWN, LC-ESI-QTOF, UNKNOWN
unknown | unknown | unknown | qtof | esi | unknown | UNKNOWN, LC-ESI-QTOF, UNKNOWN
unknown | unknown | unknown | qtof | esi | unknown | UNKNOWN, LC-ESI-QTOF, UNKNOWN
unknown | unknown | unknown | qtof | esi | unknown | UNKNOWN, LC-ESI-QTOF, UNKNOWN
unknown | unknown | unknown | qtof | esi | unknown | UNKNOWN, LC-ESI-QTOF, UNKNOWN
unknown | unknown | unknown | qtof | esi | unknown | UNKNOWN, LC-ESI-QTOF, UNKNOWN
unknown | unknown | unknown | qtof | esi | unknown | UNKNOWN, LC-ESI-QTOF, UNKNOWN
unknown | unknown | unknown | qtof | esi | unknown | UNKNOWN, LC-ESI-QTOF, UNKNOWN
unknown | unknown | unknown | qtof | esi | unknown | UNKNOWN, LC-ESI-QTOF, UNKNOWN
unknown | unknown | unknown | qtof | esi | unknown | UNKNOWN, LC-ESI-QTOF, UNKNOWN
unknown | unknown | unknown | qtof | esi | unknown | UNKNOWN, LC-ESI-QTOF, UNKNOWN
unknown | unknown | unknown | qtof | esi | unknown | UNKNOWN, LC-ESI-QTOF, UNKNOWN
unknown | unknown | unknown | qtof | esi | unknown | UNKNOWN, LC-ESI-QTOF, UNKNOWN
unknown | unknown | unknown | qtof | esi | unknown | UNKNOWN, LC-ESI-QTOF, UNKNOWN
unknown | unknown | unknown | qtof | esi | unknown | UNKNOWN, LC-ESI-QTOF, UNKNOWN
unknown | unknown | unknown | qtof | esi | unknown | UNKNOWN, LC-ESI-QTOF, UNKNOWN
unknown | unknown | unknown | qtof | esi | unknown | UNKNOWN, LC-ESI-QTOF, UNKNOWN
unknown | unknown | unknown | qtof | esi | unknown | UNKNOWN, LC-ESI-QTOF, UNKNOWN
unknown | unknown | unknown | qtof | esi | unknown | UNKNOWN, LC-ESI-QTOF, UNKNOWN
unknown | unknown | unknown | qtof | esi | unknown | UNKNOWN, LC-ESI-QTOF, UNKNOWN
unknown | unknown | unknown | qtof | esi | unknown | UNKNOWN, LC-ESI-QTOF, UNKNOWN
agilent | unknown | unknown | unknown | unknown | unknown | Agilent instrument, UNKNOWN, UNKNOWN
unknown | unknown | unknown | qtof | esi | unknown | UNKNOWN, LC-ESI-QTOF, UNKNOWN
unknown | unknown | unknown | qtof | esi | unknown | UNKNOWN, LC-ESI-QTOF, UNKNOWN
unknown | unknown | unknown | qtof | esi | unknown | UNKNOWN, LC-ESI-QTOF, UNKNOWN
unknown | unknown | unknown | qtof | esi | unknown | UNKNOWN, LC-ESI-QTOF, UNKNOWN
unknown | unknown | unknown | qtof | esi | unknown | UNKNOWN, LC-ESI-QTOF, UNKNOWN
unknown | unknown | unknown | qtof | esi | unknown | UNKNOWN, LC-ESI-QTOF, UNKNOWN
unknown | unknown | unknown | qtof | esi | unknown | UNKNOWN, LC-ESI-QTOF, UNKNOWN
unknown | unknown | unknown | qtof | esi | unknown | UNKNOWN, LC-ESI-QTOF, UNKNOWN
unknown | unknown | unknown | qtof | esi | unknown | UNKNOWN, LC-ESI-QTOF, UNKNOWN
unknown | unknown | unknown | qtof | esi | unknown | UNKNOWN, LC-ESI-QTOF, UNKNOWN
unknown | unknown | unknown | qtof | esi | unknown | UNKNOWN, LC-ESI-QTOF, UNKNOWN
unknown | unknown | unknown | qtof | esi | unknown | UNKNOWN, LC-ESI-QTOF, UNKNOWN
unknown | unknown | unknown | qtof | esi | unknown | UNKNOWN, LC-ESI-QTOF, UNKNOWN
unknown | unknown | unknown | qqq | esi | unknown | UNKNOWN, LC-ESI-QQQ, UNKNOWN
unknown | unknown | unknown | qtof | esi | unknown | UNKNOWN, LC-ESI-QTOF, UNKNOWN
unknown | unknown | unknown | qtof | esi | unknown | UNKNOWN, LC-ESI-QTOF, UNKNOWN
unknown | unknown | unknown | qtof | esi | unknown | UNKNOWN, LC-ESI-QTOF, UNKNOWN
unknown | unknown | unknown | qtof | esi | unknown | UNKNOWN, LC-ESI-QTOF, UNKNOWN
unknown | unknown | unknown | qtof | esi | unknown | UNKNOWN, LC-ESI-QTOF, UNKNOWN
unknown | unknown | unknown | qtof | esi | unknown | UNKNOWN, LC-ESI-QTOF, UNKNOWN
unknown | unknown | unknown | qtof | esi | unknown | UNKNOWN, LC-ESI-QTOF, UNKNOWN
unknown | unknown | unknown | qtof | esi | unknown | UNKNOWN, LC-ESI-QTOF, UNKNOWN
unknown | unknown | unknown | qtof | esi | unknown | UNKNOWN, LC-ESI-QTOF, UNKNOWN
unknown | unknown | unknown | qtof | esi | unknown | UNKNOWN, LC-ESI-QTOF, UNKNOWN
unknown | unknown | unknown | qtof | esi | unknown | UNKNOWN, LC-ESI-QTOF, UNKNOWN
unknown | unknown | unknown | qtof | esi | unknown | UNKNOWN, LC-ESI-QTOF, UNKNOWN
unknown | unknown | unknown | qtof | esi | unknown | UNKNOWN, LC-ESI-QTOF, UNKNOWN
unknown | unknown | unknown | qtof | esi | unknown | UNKNOWN, LC-ESI-QTOF, UNKNOWN
unknown | unknown | unknown | qtof | esi | unknown | UNKNOWN, LC-ESI-QTOF, UNKNOWN
unknown | unknown | unknown | qtof | unknown | high | UNKNOWN, UNKNOWN-UNKNOWN-QTOF, HIGH
unknown | unknown | unknown | qtof | unknown | high | UNKNOWN, UNKNOWN-UNKNOWN-QTOF, HIGH
unknown | unknown | unknown | qtof | unknown | high | UNKNOWN, UNKNOWN-UNKNOWN-QTOF, HIGH
unknown | unknown | unknown | qtof | unknown | high | UNKNOWN, UNKNOWN-UNKNOWN-QTOF, HIGH
unknown | unknown | unknown | qtof | unknown | high | UNKNOWN, UNKNOWN-UNKNOWN-QTOF, HIGH
unknown | unknown | unknown | qtof | unknown | high | UNKNOWN, UNKNOWN-UNKNOWN-QTOF, HIGH
unknown | unknown | unknown | qtof | unknown | high | UNKNOWN, UNKNOWN-UNKNOWN-QTOF, HIGH
unknown | unknown | unknown | qtof | unknown | high | UNKNOWN, UNKNOWN-UNKNOWN-QTOF, HIGH
unknown | unknown | unknown | qtof | unknown | high | UNKNOWN, UNKNOWN-UNKNOWN-QTOF, HIGH
unknown | unknown | unknown | qtof | unknown | high | UNKNOWN, UNKNOWN-UNKNOWN-QTOF, HIGH
unknown | unknown | unknown | qit | unknown | low | UNKNOWN, UNKNOWN-UNKNOWN-QIT, LOW
unknown | unknown | unknown | qit | unknown | low | UNKNOWN, UNKNOWN-UNKNOWN-QIT, LOW
unknown | unknown | unknown | it | unknown | low | UNKNOWN, UNKNOWN-UNKNOWN-IT, LOW
unknown | unknown | unknown | qit | unknown | low | UNKNOWN, UNKNOWN-UNKNOWN-QIT, LOW
unknown | unknown | unknown | tof | esi | unknown | UNKNOWN, LC-ESI-TOF, UNKNOWN
unknown | unknown | unknown | tof | esi | unknown | UNKNOWN, LC-ESI-TOF, UNKNOWN
unknown | unknown | unknown | qtof | unknown | high | UNKNOWN, UNKNOWN-UNKNOWN-QTOF, HIGH
unknown | unknown | unknown | qtof | unknown | high | UNKNOWN, UNKNOWN-UNKNOWN-QTOF, HIGH
unknown | unknown | unknown | qtof | unknown | high | UNKNOWN, UNKNOWN-UNKNOWN-QTOF, HIGH
unknown | unknown | unknown | qtof | unknown | high | UNKNOWN, UNKNOWN-UNKNOWN-QTOF, HIGH
unknown | unknown | unknown | qtof | unknown | high | UNKNOWN, UNKNOWN-UNKNOWN-QTOF, HIGH
unknown | unknown | unknown | qtof | unknown | high | UNKNOWN, UNKNOWN-UNKNOWN-QTOF, HIGH
unknown | unknown | unknown | qtof | unknown | high | UNKNOWN, UNKNOWN-UNKNOWN-QTOF, HIGH
unknown | unknown | unknown | qtof | unknown | high | UNKNOWN, UNKNOWN-UNKNOWN-QTOF, HIGH
unknown | unknown | unknown | qtof | unknown | high | UNKNOWN, UNKNOWN-UNKNOWN-QTOF, HIGH
unknown | unknown | unknown | qtof | unknown | high | UNKNOWN, UNKNOWN-UNKNOWN-QTOF, HIGH
unknown | unknown | unknown | qtof | unknown | high | UNKNOWN, UNKNOWN-UNKNOWN-QTOF, HIGH
unknown | unknown | unknown | qtof | unknown | high | UNKNOWN, UNKNOWN-UNKNOWN-QTOF, HIGH
unknown | unknown | unknown | qtof | unknown | high | UNKNOWN, UNKNOWN-UNKNOWN-QTOF, HIGH
unknown | unknown | unknown | qtof | unknown | high | UNKNOWN, UNKNOWN-UNKNOWN-QTOF, HIGH
unknown | unknown | unknown | qtof | unknown | high | UNKNOWN, UNKNOWN-UNKNOWN-QTOF, HIGH
unknown | unknown | unknown | qtof | unknown | high | UNKNOWN, UNKNOWN-UNKNOWN-QTOF, HIGH
unknown | unknown | unknown | qtof | unknown | high | UNKNOWN, UNKNOWN-UNKNOWN-QTOF, HIGH
unknown | unknown | unknown | qtof | unknown | high | UNKNOWN, UNKNOWN-UNKNOWN-QTOF, HIGH
unknown | unknown | unknown | qtof | unknown | high | UNKNOWN, UNKNOWN-UNKNOWN-QTOF, HIGH
unknown | unknown | unknown | qtof | unknown | high | UNKNOWN, UNKNOWN-UNKNOWN-QTOF, HIGH
unknown | unknown | unknown | qtof | unknown | high | UNKNOWN, UNKNOWN-UNKNOWN-QTOF, HIGH
unknown | unknown | unknown | qtof | unknown | high | UNKNOWN, UNKNOWN-UNKNOWN-QTOF, HIGH
unknown | unknown | unknown | qtof | unknown | high | UNKNOWN, UNKNOWN-UNKNOWN-QTOF, HIGH
unknown | unknown | unknown | qtof | unknown | high | UNKNOWN, UNKNOWN-UNKNOWN-QTOF, HIGH
unknown | unknown | unknown | qtof | unknown | high | UNKNOWN, UNKNOWN-UNKNOWN-QTOF, HIGH
unknown | unknown | unknown | qtof | unknown | high | UNKNOWN, UNKNOWN-UNKNOWN-QTOF, HIGH
unknown | unknown | unknown | qtof | unknown | high | UNKNOWN, UNKNOWN-UNKNOWN-QTOF, HIGH
unknown | unknown | unknown | qtof | unknown | high | UNKNOWN, UNKNOWN-UNKNOWN-QTOF, HIGH
unknown | unknown | unknown | qtof | unknown | high | UNKNOWN, UNKNOWN-UNKNOWN-QTOF, HIGH
unknown | unknown | unknown | qtof | unknown | high | UNKNOWN, UNKNOWN-UNKNOWN-QTOF, HIGH
unknown | unknown | unknown | qtof | unknown | high | UNKNOWN, UNKNOWN-UNKNOWN-QTOF, HIGH
unknown | unknown | unknown | qtof | unknown | high | UNKNOWN, UNKNOWN-UNKNOWN-QTOF, HIGH
unknown | unknown | unknown | qtof | unknown | high | UNKNOWN, UNKNOWN-UNKNOWN-QTOF, HIGH
unknown | unknown | unknown | qtof | unknown | high | UNKNOWN, UNKNOWN-UNKNOWN-QTOF, HIGH
unknown | unknown | unknown | qtof | unknown | high | UNKNOWN, UNKNOWN-UNKNOWN-QTOF, HIGH
unknown | unknown | unknown | qtof | unknown | high | UNKNOWN, UNKNOWN-UNKNOWN-QTOF, HIGH
unknown | unknown | unknown | qtof | unknown | high | UNKNOWN, UNKNOWN-UNKNOWN-QTOF, HIGH
unknown | unknown | unknown | qtof | unknown | high | UNKNOWN, UNKNOWN-UNKNOWN-QTOF, HIGH
unknown | unknown | unknown | qtof | unknown | high | UNKNOWN, UNKNOWN-UNKNOWN-QTOF, HIGH
unknown | unknown | unknown | qtof | unknown | high | UNKNOWN, UNKNOWN-UNKNOWN-QTOF, HIGH
unknown | unknown | unknown | qtof | unknown | high | UNKNOWN, UNKNOWN-UNKNOWN-QTOF, HIGH
unknown | unknown | unknown | qtof | unknown | high | UNKNOWN, UNKNOWN-UNKNOWN-QTOF, HIGH
unknown | unknown | unknown | qtof | unknown | high | UNKNOWN, UNKNOWN-UNKNOWN-QTOF, HIGH
unknown | unknown | unknown | qtof | unknown | high | UNKNOWN, UNKNOWN-UNKNOWN-QTOF, HIGH
unknown | unknown | unknown | qtof | unknown | high | UNKNOWN, UNKNOWN-UNKNOWN-QTOF, HIGH
unknown | unknown | unknown | qtof | unknown | high | UNKNOWN, UNKNOWN-UNKNOWN-QTOF, HIGH
unknown | unknown | unknown | qtof | unknown | high | UNKNOWN, UNKNOWN-UNKNOWN-QTOF, HIGH
unknown | unknown | unknown | qtof | unknown | high | UNKNOWN, UNKNOWN-UNKNOWN-QTOF, HIGH
unknown | unknown | unknown | qtof | unknown | high | UNKNOWN, UNKNOWN-UNKNOWN-QTOF, HIGH
unknown | unknown | unknown | qtof | unknown | high | UNKNOWN, UNKNOWN-UNKNOWN-QTOF, HIGH
unknown | unknown | unknown | qtof | unknown | high | UNKNOWN, UNKNOWN-UNKNOWN-QTOF, HIGH
unknown | unknown | unknown | qtof | unknown | high | UNKNOWN, UNKNOWN-UNKNOWN-QTOF, HIGH
unknown | unknown | unknown | qtof | unknown | high | UNKNOWN, UNKNOWN-UNKNOWN-QTOF, HIGH
unknown | unknown | unknown | qtof | unknown | high | UNKNOWN, UNKNOWN-UNKNOWN-QTOF, HIGH
unknown | unknown | unknown | qtof | unknown | high | UNKNOWN, UNKNOWN-UNKNOWN-QTOF, HIGH
unknown | unknown | unknown | qtof | unknown | high | UNKNOWN, UNKNOWN-UNKNOWN-QTOF, HIGH
unknown | unknown | unknown | qtof | unknown | high | UNKNOWN, UNKNOWN-UNKNOWN-QTOF, HIGH
unknown | unknown | unknown | qtof | unknown | high | UNKNOWN, UNKNOWN-UNKNOWN-QTOF, HIGH
unknown | unknown | unknown | qtof | unknown | high | UNKNOWN, UNKNOWN-UNKNOWN-QTOF, HIGH
unknown | unknown | unknown | qtof | unknown | high | UNKNOWN, UNKNOWN-UNKNOWN-QTOF, HIGH
unknown | unknown | unknown | qtof | unknown | high | UNKNOWN, UNKNOWN-UNKNOWN-QTOF, HIGH
unknown | unknown | unknown | qtof | unknown | high | UNKNOWN, UNKNOWN-UNKNOWN-QTOF, HIGH
unknown | unknown | unknown | qtof | unknown | high | UNKNOWN, UNKNOWN-UNKNOWN-QTOF, HIGH
unknown | unknown | unknown | qtof | unknown | high | UNKNOWN, UNKNOWN-UNKNOWN-QTOF, HIGH
unknown | unknown | unknown | qtof | unknown | high | UNKNOWN, UNKNOWN-UNKNOWN-QTOF, HIGH
unknown | unknown | unknown | qtof | unknown | high | UNKNOWN, UNKNOWN-UNKNOWN-QTOF, HIGH
unknown | unknown | unknown | qtof | unknown | high | UNKNOWN, UNKNOWN-UNKNOWN-QTOF, HIGH
unknown | unknown | unknown | qtof | unknown | high | UNKNOWN, UNKNOWN-UNKNOWN-QTOF, HIGH
unknown | unknown | unknown | qtof | unknown | high | UNKNOWN, UNKNOWN-UNKNOWN-QTOF, HIGH
unknown | unknown | unknown | qtof | unknown | high | UNKNOWN, UNKNOWN-UNKNOWN-QTOF, HIGH
unknown | unknown | unknown | qtof | unknown | high | UNKNOWN, UNKNOWN-UNKNOWN-QTOF, HIGH
unknown | unknown | unknown | qtof | unknown | high | UNKNOWN, UNKNOWN-UNKNOWN-QTOF, HIGH
unknown | unknown | unknown | qtof | unknown | high | UNKNOWN, UNKNOWN-UNKNOWN-QTOF, HIGH
unknown | unknown | unknown | qtof | unknown | high | UNKNOWN, UNKNOWN-UNKNOWN-QTOF, HIGH
unknown | unknown | unknown | qtof | unknown | high | UNKNOWN, UNKNOWN-UNKNOWN-QTOF, HIGH
unknown | unknown | unknown | qtof | unknown | high | UNKNOWN, UNKNOWN-UNKNOWN-QTOF, HIGH
unknown | unknown | unknown | qtof | unknown | high | UNKNOWN, UNKNOWN-UNKNOWN-QTOF, HIGH
unknown | unknown | unknown | qtof | unknown | high | UNKNOWN, UNKNOWN-UNKNOWN-QTOF, HIGH
unknown | unknown | unknown | qtof | unknown | high | UNKNOWN, UNKNOWN-UNKNOWN-QTOF, HIGH
unknown | unknown | unknown | qtof | unknown | high | UNKNOWN, UNKNOWN-UNKNOWN-QTOF, HIGH
unknown | unknown | unknown | qtof | unknown | high | UNKNOWN, UNKNOWN-UNKNOWN-QTOF, HIGH
unknown | unknown | unknown | qtof | unknown | high | UNKNOWN, UNKNOWN-UNKNOWN-QTOF, HIGH
unknown | unknown | unknown | qtof | unknown | high | UNKNOWN, UNKNOWN-UNKNOWN-QTOF, HIGH
unknown | unknown | unknown | qtof | unknown | high | UNKNOWN, UNKNOWN-UNKNOWN-QTOF, HIGH
unknown | unknown | unknown | qtof | unknown | high | UNKNOWN, UNKNOWN-UNKNOWN-QTOF, HIGH
unknown | unknown | unknown | qtof | unknown | high | UNKNOWN, UNKNOWN-UNKNOWN-QTOF, HIGH
unknown | unknown | unknown | qtof | unknown | high | UNKNOWN, UNKNOWN-UNKNOWN-QTOF, HIGH
unknown | unknown | unknown | qtof | unknown | high | UNKNOWN, UNKNOWN-UNKNOWN-QTOF, HIGH
unknown | unknown | unknown | qtof | unknown | high | UNKNOWN, UNKNOWN-UNKNOWN-QTOF, HIGH
unknown | unknown | unknown | qtof | unknown | high | UNKNOWN, UNKNOWN-UNKNOWN-QTOF, HIGH
unknown | unknown | unknown | qtof | unknown | high | UNKNOWN, UNKNOWN-UNKNOWN-QTOF, HIGH
unknown | unknown | unknown | qtof | unknown | high | UNKNOWN, UNKNOWN-UNKNOWN-QTOF, HIGH
unknown | unknown | unknown | qtof | unknown | high | UNKNOWN, UNKNOWN-UNKNOWN-QTOF, HIGH
unknown | unknown | unknown | qtof | unknown | high | UNKNOWN, UNKNOWN-UNKNOWN-QTOF, HIGH
unknown | unknown | unknown | qtof | unknown | high | UNKNOWN, UNKNOWN-UNKNOWN-QTOF, HIGH
unknown | unknown | unknown | qtof | unknown | high | UNKNOWN, UNKNOWN-UNKNOWN-QTOF, HIGH
unknown | unknown | unknown | qtof | unknown | high | UNKNOWN, UNKNOWN-UNKNOWN-QTOF, HIGH
agilent | unknown | unknown | unknown | unknown | unknown | Agilent instrument, UNKNOWN, UNKNOWN
unknown | unknown | unknown | qtof | unknown | high | UNKNOWN, UNKNOWN-UNKNOWN-QTOF, HIGH
unknown | unknown | unknown | qtof | unknown | high | UNKNOWN, UNKNOWN-UNKNOWN-QTOF, HIGH
unknown | unknown | unknown | qtof | unknown | high | UNKNOWN, UNKNOWN-UNKNOWN-QTOF, HIGH
unknown | unknown | unknown | qtof | unknown | high | UNKNOWN, UNKNOWN-UNKNOWN-QTOF, HIGH
unknown | unknown | unknown | qtof | unknown | high | UNKNOWN, UNKNOWN-UNKNOWN-QTOF, HIGH
unknown | unknown | unknown | qtof | unknown | high | UNKNOWN, UNKNOWN-UNKNOWN-QTOF, HIGH
unknown | unknown | unknown | qtof | unknown | high | UNKNOWN, UNKNOWN-UNKNOWN-QTOF, HIGH
unknown | unknown | unknown | qtof | unknown | high | UNKNOWN, UNKNOWN-UNKNOWN-QTOF, HIGH
unknown | unknown | unknown | qtof | unknown | high | UNKNOWN, UNKNOWN-UNKNOWN-QTOF, HIGH
unknown | unknown | unknown | qtof | unknown | high | UNKNOWN, UNKNOWN-UNKNOWN-QTOF, HIGH
unknown | unknown | unknown | qtof | unknown | high | UNKNOWN, UNKNOWN-UNKNOWN-QTOF, HIGH
unknown | unknown | unknown | qtof | unknown | high | UNKNOWN, UNKNOWN-UNKNOWN-QTOF, HIGH
unknown | unknown | unknown | qtof | unknown | high | UNKNOWN, UNKNOWN-UNKNOWN-QTOF, HIGH
unknown | unknown | unknown | qtof | unknown | high | UNKNOWN, UNKNOWN-UNKNOWN-QTOF, HIGH
unknown | unknown | unknown | qtof | unknown | high | UNKNOWN, UNKNOWN-UNKNOWN-QTOF, HIGH
unknown | unknown | unknown | qtof | unknown | high | UNKNOWN, UNKNOWN-UNKNOWN-QTOF, HIGH
unknown | unknown | unknown | qtof | unknown | high | UNKNOWN, UNKNOWN-UNKNOWN-QTOF, HIGH
unknown | unknown | unknown | qtof | unknown | high | UNKNOWN, UNKNOWN-UNKNOWN-QTOF, HIGH
unknown | unknown | unknown | qtof | unknown | high | UNKNOWN, UNKNOWN-UNKNOWN-QTOF, HIGH
unknown | unknown | unknown | qtof | unknown | high | UNKNOWN, UNKNOWN-UNKNOWN-QTOF, HIGH
unknown | unknown | unknown | qtof | unknown | high | UNKNOWN, UNKNOWN-UNKNOWN-QTOF, HIGH
unknown | unknown | unknown | qtof | unknown | high | UNKNOWN, UNKNOWN-UNKNOWN-QTOF, HIGH
unknown | unknown | unknown | qtof | unknown | high | UNKNOWN, UNKNOWN-UNKNOWN-QTOF, HIGH
unknown | unknown | unknown | qtof | unknown | high | UNKNOWN, UNKNOWN-UNKNOWN-QTOF, HIGH
unknown | unknown | unknown | qtof | unknown | high | UNKNOWN, UNKNOWN-UNKNOWN-QTOF, HIGH
unknown | unknown | unknown | qtof | unknown | high | UNKNOWN, UNKNOWN-UNKNOWN-QTOF, HIGH
unknown | unknown | unknown | qtof | unknown | high | UNKNOWN, UNKNOWN-UNKNOWN-QTOF, HIGH
unknown | unknown | unknown | qtof | unknown | high | UNKNOWN, UNKNOWN-UNKNOWN-QTOF, HIGH
unknown | unknown | unknown | qtof | unknown | high | UNKNOWN, UNKNOWN-UNKNOWN-QTOF, HIGH
unknown | unknown | unknown | qtof | unknown | high | UNKNOWN, UNKNOWN-UNKNOWN-QTOF, HIGH
unknown | unknown | unknown | unknown | esi | low | UNKNOWN, LC-ESI-UNKNOWN, LOW
unknown | unknown | unknown | tof | unknown | high | UNKNOWN, UNKNOWN-UNKNOWN-TOF, HIGH
unknown | unknown | unknown | tof | unknown | high | UNKNOWN, UNKNOWN-UNKNOWN-TOF, HIGH
unknown | unknown | unknown | qqq | unknown | low | UNKNOWN, UNKNOWN-UNKNOWN-QQQ, LOW
unknown | unknown | unknown | qtof | unknown | high | UNKNOWN, UNKNOWN-UNKNOWN-QTOF, HIGH
unknown | unknown | unknown | qtof | unknown | high | UNKNOWN, UNKNOWN-UNKNOWN-QTOF, HIGH
unknown | unknown | unknown | qtof | unknown | high | UNKNOWN, UNKNOWN-UNKNOWN-QTOF, HIGH
unknown | unknown | unknown | qtof | unknown | high | UNKNOWN, UNKNOWN-UNKNOWN-QTOF, HIGH
unknown | unknown | unknown | qtof | unknown | high | UNKNOWN, UNKNOWN-UNKNOWN-QTOF, HIGH
unknown | unknown | unknown | qtof | unknown | high | UNKNOWN, UNKNOWN-UNKNOWN-QTOF, HIGH
unknown | unknown | unknown | qtof | unknown | high | UNKNOWN, UNKNOWN-UNKNOWN-QTOF, HIGH
unknown | unknown | unknown | qtof | unknown | high | UNKNOWN, UNKNOWN-UNKNOWN-QTOF, HIGH
unknown | unknown | unknown | qtof | unknown | high | UNKNOWN, UNKNOWN-UNKNOWN-QTOF, HIGH
unknown | unknown | unknown | qtof | unknown | high | UNKNOWN, UNKNOWN-UNKNOWN-QTOF, HIGH
unknown | unknown | unknown | qtof | unknown | high | UNKNOWN, UNKNOWN-UNKNOWN-QTOF, HIGH
unknown | unknown | unknown | qtof | unknown | high | UNKNOWN, UNKNOWN-UNKNOWN-QTOF, HIGH
unknown | unknown | unknown | unknown | esi | high | UNKNOWN, LC-ESI-UNKNOWN, HIGH
unknown | unknown | unknown | unknown | esi | high | UNKNOWN, LC-ESI-UNKNOWN, HIGH
unknown | unknown | unknown | unknown | esi | high | UNKNOWN, LC-ESI-UNKNOWN, HIGH
unknown | unknown | unknown | unknown | esi | high | UNKNOWN, LC-ESI-UNKNOWN, HIGH
unknown | unknown | unknown | unknown | esi | high | UNKNOWN, LC-ESI-UNKNOWN, HIGH
unknown | unknown | unknown | unknown | esi | high | UNKNOWN, LC-ESI-UNKNOWN, HIGH
unknown | unknown | unknown | unknown | esi | high | UNKNOWN, LC-ESI-UNKNOWN, HIGH
unknown | unknown | unknown | unknown | esi | high | UNKNOWN, LC-ESI-UNKNOWN, HIGH
unknown | unknown | unknown | unknown | esi | high | UNKNOWN, LC-ESI-UNKNOWN, HIGH
unknown | unknown | unknown | unknown | esi | high | UNKNOWN, LC-ESI-UNKNOWN, HIGH
unknown | unknown | unknown | unknown | esi | high | UNKNOWN, LC-ESI-UNKNOWN, HIGH
unknown | unknown | unknown | unknown | esi | high | UNKNOWN, LC-ESI-UNKNOWN, HIGH
unknown | unknown | unknown | unknown | esi | high | UNKNOWN, LC-ESI-UNKNOWN, HIGH
unknown | unknown | unknown | unknown | esi | low | UNKNOWN, LC-ESI-UNKNOWN, LOW
unknown | unknown | unknown | unknown | esi | low | UNKNOWN, LC-ESI-UNKNOWN, LOW
unknown | unknown | unknown | unknown | esi | low | UNKNOWN, LC-ESI-UNKNOWN, LOW
unknown | unknown | unknown | unknown | esi | high | UNKNOWN, LC-ESI-UNKNOWN, HIGH
unknown | unknown | unknown | unknown | esi | high | UNKNOWN, LC-ESI-UNKNOWN, HIGH
unknown | unknown | unknown | unknown | esi | high | UNKNOWN, LC-ESI-UNKNOWN, HIGH
unknown | unknown | unknown | unknown | esi | high | UNKNOWN, LC-ESI-UNKNOWN, HIGH
unknown | unknown | unknown | unknown | esi | high | UNKNOWN, LC-ESI-UNKNOWN, HIGH
unknown | unknown | unknown | unknown | esi | high | UNKNOWN, LC-ESI-UNKNOWN, HIGH
unknown | unknown | unknown | unknown | esi | high | UNKNOWN, LC-ESI-UNKNOWN, HIGH
unknown | unknown | unknown | unknown | esi | high | UNKNOWN, LC-ESI-UNKNOWN, HIGH
unknown | unknown | unknown | unknown | esi | high | UNKNOWN, LC-ESI-UNKNOWN, HIGH
unknown | unknown | unknown | unknown | esi | high | UNKNOWN, LC-ESI-UNKNOWN, HIGH
unknown | unknown | unknown | unknown | esi | high | UNKNOWN, LC-ESI-UNKNOWN, HIGH
unknown | unknown | unknown | unknown | esi | high | UNKNOWN, LC-ESI-UNKNOWN, HIGH
unknown | unknown | unknown | unknown | esi | high | UNKNOWN, LC-ESI-UNKNOWN, HIGH
unknown | unknown | unknown | unknown | esi | high | UNKNOWN, LC-ESI-UNKNOWN, HIGH
unknown | unknown | unknown | unknown | esi | high | UNKNOWN, LC-ESI-UNKNOWN, HIGH
unknown | unknown | unknown | unknown | esi | high | UNKNOWN, LC-ESI-UNKNOWN, HIGH
unknown | unknown | unknown | unknown | esi | high | UNKNOWN, LC-ESI-UNKNOWN, HIGH
unknown | unknown | unknown | unknown | esi | high | UNKNOWN, LC-ESI-UNKNOWN, HIGH
unknown | unknown | unknown | unknown | esi | high | UNKNOWN, LC-ESI-UNKNOWN, HIGH
unknown | unknown | unknown | unknown | esi | high | UNKNOWN, LC-ESI-UNKNOWN, HIGH
unknown | unknown | unknown | unknown | esi | high | UNKNOWN, LC-ESI-UNKNOWN, HIGH
unknown | unknown | unknown | unknown | esi | high | UNKNOWN, LC-ESI-UNKNOWN, HIGH
unknown | unknown | unknown | unknown | esi | high | UNKNOWN, LC-ESI-UNKNOWN, HIGH
unknown | unknown | unknown | unknown | esi | high | UNKNOWN, LC-ESI-UNKNOWN, HIGH
unknown | unknown | unknown | unknown | esi | high | UNKNOWN, LC-ESI-UNKNOWN, HIGH
unknown | unknown | unknown | unknown | esi | high | UNKNOWN, LC-ESI-UNKNOWN, HIGH
unknown | unknown | unknown | unknown | esi | high | UNKNOWN, LC-ESI-UNKNOWN, HIGH
unknown | unknown | unknown | unknown | esi | high | UNKNOWN, LC-ESI-UNKNOWN, HIGH
unknown | unknown | unknown | unknown | esi | high | UNKNOWN, LC-ESI-UNKNOWN, HIGH
unknown | unknown | unknown | unknown | esi | high | UNKNOWN, LC-ESI-UNKNOWN, HIGH
unknown | unknown | unknown | unknown | esi | high | UNKNOWN, LC-ESI-UNKNOWN, HIGH
unknown | unknown | unknown | unknown | esi | high | UNKNOWN, LC-ESI-UNKNOWN, HIGH
unknown | unknown | unknown | unknown | esi | high | UNKNOWN, LC-ESI-UNKNOWN, HIGH
unknown | unknown | unknown | unknown | esi | high | UNKNOWN, LC-ESI-UNKNOWN, HIGH
unknown | unknown | unknown | unknown | esi | high | UNKNOWN, LC-ESI-UNKNOWN, HIGH
unknown | unknown | unknown | unknown | esi | high | UNKNOWN, LC-ESI-UNKNOWN, HIGH
unknown | unknown | unknown | unknown | esi | high | UNKNOWN, LC-ESI-UNKNOWN, HIGH
unknown | unknown | unknown | unknown | esi | high | UNKNOWN, LC-ESI-UNKNOWN, HIGH
unknown | unknown | unknown | unknown | esi | high | UNKNOWN, LC-ESI-UNKNOWN, HIGH
unknown | unknown | unknown | unknown | esi | high | UNKNOWN, LC-ESI-UNKNOWN, HIGH
unknown | unknown | unknown | unknown | esi | high | UNKNOWN, LC-ESI-UNKNOWN, HIGH
unknown | unknown | unknown | unknown | esi | high | UNKNOWN, LC-ESI-UNKNOWN, HIGH
unknown | unknown | unknown | unknown | esi | high | UNKNOWN, LC-ESI-UNKNOWN, HIGH
unknown | unknown | unknown | unknown | esi | high | UNKNOWN, LC-ESI-UNKNOWN, HIGH
unknown | unknown | unknown | unknown | esi | high | UNKNOWN, LC-ESI-UNKNOWN, HIGH
unknown | unknown | unknown | unknown | esi | high | UNKNOWN, LC-ESI-UNKNOWN, HIGH
unknown | unknown | unknown | unknown | esi | high | UNKNOWN, LC-ESI-UNKNOWN, HIGH
unknown | unknown | unknown | unknown | esi | high | UNKNOWN, LC-ESI-UNKNOWN, HIGH
unknown | unknown | unknown | unknown | esi | high | UNKNOWN, LC-ESI-UNKNOWN, HIGH
unknown | unknown | unknown | unknown | esi | high | UNKNOWN, LC-ESI-UNKNOWN, HIGH
unknown | unknown | unknown | unknown | esi | high | UNKNOWN, LC-ESI-UNKNOWN, HIGH
unknown | unknown | unknown | unknown | esi | high | UNKNOWN, LC-ESI-UNKNOWN, HIGH
unknown | unknown | unknown | unknown | esi | high | UNKNOWN, LC-ESI-UNKNOWN, HIGH
unknown | unknown | unknown | unknown | esi | high | UNKNOWN, LC-ESI-UNKNOWN, HIGH
unknown | unknown | unknown | unknown | esi | high | UNKNOWN, LC-ESI-UNKNOWN, HIGH
unknown | unknown | unknown | unknown | esi | high | UNKNOWN, LC-ESI-UNKNOWN, HIGH
unknown | unknown | unknown | unknown | esi | high | UNKNOWN, LC-ESI-UNKNOWN, HIGH
unknown | unknown | unknown | unknown | esi | high | UNKNOWN, LC-ESI-UNKNOWN, HIGH
unknown | unknown | unknown | unknown | esi | high | UNKNOWN, LC-ESI-UNKNOWN, HIGH
unknown | unknown | unknown | unknown | esi | high | UNKNOWN, LC-ESI-UNKNOWN, HIGH
unknown | unknown | unknown | unknown | esi | high | UNKNOWN, LC-ESI-UNKNOWN, HIGH
unknown | unknown | unknown | unknown | esi | high | UNKNOWN, LC-ESI-UNKNOWN, HIGH
unknown | unknown | unknown | unknown | esi | high | UNKNOWN, LC-ESI-UNKNOWN, HIGH
unknown | unknown | unknown | unknown | esi | high | UNKNOWN, LC-ESI-UNKNOWN, HIGH
unknown | unknown | unknown | unknown | esi | high | UNKNOWN, LC-ESI-UNKNOWN, HIGH
unknown | unknown | unknown | unknown | esi | high | UNKNOWN, LC-ESI-UNKNOWN, HIGH
unknown | unknown | unknown | unknown | esi | high | UNKNOWN, LC-ESI-UNKNOWN, HIGH
unknown | unknown | unknown | unknown | esi | high | UNKNOWN, LC-ESI-UNKNOWN, HIGH
unknown | unknown | unknown | unknown | esi | high | UNKNOWN, LC-ESI-UNKNOWN, HIGH
unknown | unknown | unknown | unknown | esi | high | UNKNOWN, LC-ESI-UNKNOWN, HIGH
unknown | unknown | unknown | unknown | esi | high | UNKNOWN, LC-ESI-UNKNOWN, HIGH
unknown | unknown | unknown | unknown | esi | high | UNKNOWN, LC-ESI-UNKNOWN, HIGH
unknown | unknown | unknown | unknown | esi | high | UNKNOWN, LC-ESI-UNKNOWN, HIGH
unknown | unknown | unknown | unknown | esi | high | UNKNOWN, LC-ESI-UNKNOWN, HIGH
unknown | unknown | unknown | unknown | esi | high | UNKNOWN, LC-ESI-UNKNOWN, HIGH
unknown | unknown | unknown | unknown | esi | high | UNKNOWN, LC-ESI-UNKNOWN, HIGH
unknown | unknown | unknown | unknown | esi | high | UNKNOWN, LC-ESI-UNKNOWN, HIGH
unknown | unknown | unknown | unknown | esi | high | UNKNOWN, LC-ESI-UNKNOWN, HIGH
unknown | unknown | unknown | unknown | esi | high | UNKNOWN, LC-ESI-UNKNOWN, HIGH
unknown | unknown | unknown | unknown | esi | high | UNKNOWN, LC-ESI-UNKNOWN, HIGH
unknown | unknown | unknown | unknown | esi | high | UNKNOWN, LC-ESI-UNKNOWN, HIGH
unknown | unknown | unknown | unknown | esi | high | UNKNOWN, LC-ESI-UNKNOWN, HIGH
unknown | unknown | unknown | unknown | esi | high | UNKNOWN, LC-ESI-UNKNOWN, HIGH
unknown | unknown | unknown | unknown | esi | high | UNKNOWN, LC-ESI-UNKNOWN, HIGH
unknown | unknown | unknown | unknown | esi | high | UNKNOWN, LC-ESI-UNKNOWN, HIGH
unknown | unknown | unknown | unknown | esi | high | UNKNOWN, LC-ESI-UNKNOWN, HIGH
unknown | unknown | unknown | unknown | esi | high | UNKNOWN, LC-ESI-UNKNOWN, HIGH
unknown | unknown | unknown | unknown | esi | high | UNKNOWN, LC-ESI-UNKNOWN, HIGH
unknown | unknown | unknown | unknown | esi | high | UNKNOWN, LC-ESI-UNKNOWN, HIGH
unknown | unknown | unknown | unknown | esi | high | UNKNOWN, LC-ESI-UNKNOWN, HIGH
unknown | unknown | unknown | unknown | esi | high | UNKNOWN, LC-ESI-UNKNOWN, HIGH
unknown | unknown | unknown | unknown | esi | high | UNKNOWN, LC-ESI-UNKNOWN, HIGH
unknown | unknown | unknown | unknown | esi | high | UNKNOWN, LC-ESI-UNKNOWN, HIGH
unknown | unknown | unknown | unknown | esi | high | UNKNOWN, LC-ESI-UNKNOWN, HIGH
unknown | unknown | unknown | unknown | esi | high | UNKNOWN, LC-ESI-UNKNOWN, HIGH
unknown | unknown | unknown | unknown | esi | high | UNKNOWN, LC-ESI-UNKNOWN, HIGH
agilent | unknown | unknown | unknown | unknown | unknown | Agilent instrument, UNKNOWN, UNKNOWN
unknown | unknown | unknown | unknown | esi | high | UNKNOWN, LC-ESI-UNKNOWN, HIGH
unknown | unknown | unknown | unknown | esi | high | UNKNOWN, LC-ESI-UNKNOWN, HIGH
unknown | unknown | unknown | unknown | esi | high | UNKNOWN, LC-ESI-UNKNOWN, HIGH
unknown | unknown | unknown | unknown | esi | high | UNKNOWN, LC-ESI-UNKNOWN, HIGH
unknown | unknown | unknown | unknown | esi | high | UNKNOWN, LC-ESI-UNKNOWN, HIGH
unknown | unknown | unknown | unknown | esi | high | UNKNOWN, LC-ESI-UNKNOWN, HIGH
unknown | unknown | unknown | unknown | esi | high | UNKNOWN, LC-ESI-UNKNOWN, HIGH
unknown | unknown | unknown | unknown | esi | high | UNKNOWN, LC-ESI-UNKNOWN, HIGH
unknown | unknown | unknown | unknown | esi | high | UNKNOWN, LC-ESI-UNKNOWN, HIGH
unknown | unknown | unknown | unknown | esi | high | UNKNOWN, LC-ESI-UNKNOWN, HIGH
unknown | unknown | unknown | unknown | esi | high | UNKNOWN, LC-ESI-UNKNOWN, HIGH
unknown | unknown | unknown | unknown | esi | high | UNKNOWN, LC-ESI-UNKNOWN, HIGH
unknown | unknown | unknown | unknown | esi | high | UNKNOWN, LC-ESI-UNKNOWN, HIGH
unknown | unknown | unknown | unknown | esi | high | UNKNOWN, LC-ESI-UNKNOWN, HIGH
unknown | unknown | unknown | unknown | esi | high | UNKNOWN, LC-ESI-UNKNOWN, HIGH
unknown | unknown | unknown | unknown | esi | high | UNKNOWN, LC-ESI-UNKNOWN, HIGH
unknown | unknown | unknown | unknown | esi | high | UNKNOWN, LC-ESI-UNKNOWN, HIGH
unknown | unknown | unknown | unknown | esi | high | UNKNOWN, LC-ESI-UNKNOWN, HIGH
unknown | unknown | unknown | unknown | esi | high | UNKNOWN, LC-ESI-UNKNOWN, HIGH
unknown | unknown | unknown | unknown | esi | high | UNKNOWN, LC-ESI-UNKNOWN, HIGH
unknown | unknown | unknown | unknown | esi | high | UNKNOWN, LC-ESI-UNKNOWN, HIGH
unknown | unknown | unknown | unknown | esi | high | UNKNOWN, LC-ESI-UNKNOWN, HIGH
unknown | unknown | unknown | unknown | esi | high | UNKNOWN, LC-ESI-UNKNOWN, HIGH
unknown | unknown | unknown | unknown | esi | high | UNKNOWN, LC-ESI-UNKNOWN, HIGH
unknown | unknown | unknown | unknown | esi | high | UNKNOWN, LC-ESI-UNKNOWN, HIGH
unknown | unknown | unknown | unknown | esi | high | UNKNOWN, LC-ESI-UNKNOWN, HIGH
unknown | unknown | unknown | unknown | esi | high | UNKNOWN, LC-ESI-UNKNOWN, HIGH
unknown | unknown | unknown | unknown | esi | high | UNKNOWN, LC-ESI-UNKNOWN, HIGH
unknown | unknown | unknown | unknown | esi | high | UNKNOWN, LC-ESI-UNKNOWN, HIGH
unknown | unknown | unknown | unknown | esi | high | UNKNOWN, LC-ESI-UNKNOWN, HIGH
unknown | unknown | unknown | unknown | esi | high | UNKNOWN, LC-ESI-UNKNOWN, HIGH
agilent | unknown | unknown | unknown | unknown | unknown | Agilent instrument, UNKNOWN, UNKNOWN
agilent | unknown | unknown | unknown | esi | high | Agilent instrument, LC-ESI-UNKNOWN, HIGH
agilent | unknown | unknown | unknown | unknown | unknown | Agilent instrument, UNKNOWN, UNKNOWN
agilent | unknown | unknown | unknown | unknown | unknown | Agilent instrument, UNKNOWN, UNKNOWN
unknown | unknown | unknown | unknown | esi | high | UNKNOWN, LC-ESI-UNKNOWN, HIGH
unknown | unknown | unknown | unknown | esi | high | UNKNOWN, LC-ESI-UNKNOWN, HIGH
unknown | unknown | unknown | unknown | esi | low | UNKNOWN, LC-ESI-UNKNOWN, LOW
unknown | unknown | unknown | unknown | esi | high | UNKNOWN, LC-ESI-UNKNOWN, HIGH
unknown | unknown | unknown | unknown | esi | high | UNKNOWN, LC-ESI-UNKNOWN, HIGH
unknown | unknown | unknown | unknown | esi | high | UNKNOWN, LC-ESI-UNKNOWN, HIGH
unknown | unknown | unknown | unknown | esi | high | UNKNOWN, LC-ESI-UNKNOWN, HIGH
unknown | unknown | unknown | unknown | esi | high | UNKNOWN, LC-ESI-UNKNOWN, HIGH
unknown | unknown | unknown | unknown | esi | high | UNKNOWN, LC-ESI-UNKNOWN, HIGH
unknown | unknown | unknown | unknown | esi | high | UNKNOWN, LC-ESI-UNKNOWN, HIGH
unknown | unknown | unknown | unknown | esi | high | UNKNOWN, LC-ESI-UNKNOWN, HIGH
unknown | unknown | unknown | unknown | esi | high | UNKNOWN, LC-ESI-UNKNOWN, HIGH
agilent | unknown | lc | qtof | unknown | unknown | Agilent instrument, LC-UNKNOWN-QTOF, UNKNOWN
agilent | unknown | lc | qtof | unknown | unknown | Agilent instrument, LC-UNKNOWN-QTOF, UNKNOWN
agilent | unknown | lc | qtof | unknown | unknown | Agilent instrument, LC-UNKNOWN-QTOF, UNKNOWN
agilent | unknown | lc | qtof | unknown | unknown | Agilent instrument, LC-UNKNOWN-QTOF, UNKNOWN
agilent | unknown | lc | qtof | unknown | unknown | Agilent instrument, LC-UNKNOWN-QTOF, UNKNOWN
agilent | unknown | lc | qtof | unknown | unknown | Agilent instrument, LC-UNKNOWN-QTOF, UNKNOWN
agilent | unknown | lc | qtof | unknown | unknown | Agilent instrument, LC-UNKNOWN-QTOF, UNKNOWN
agilent | unknown | lc | qtof | unknown | unknown | Agilent instrument, LC-UNKNOWN-QTOF, UNKNOWN
agilent | unknown | lc | qtof | unknown | unknown | Agilent instrument, LC-UNKNOWN-QTOF, UNKNOWN
agilent | unknown | lc | qtof | unknown | unknown | Agilent instrument, LC-UNKNOWN-QTOF, UNKNOWN
agilent | unknown | lc | qtof | unknown | unknown | Agilent instrument, LC-UNKNOWN-QTOF, UNKNOWN
agilent | unknown | ce | qtof | unknown | unknown | Agilent instrument, CE-UNKNOWN-QTOF, UNKNOWN
agilent | unknown | lc | qit | unknown | unknown | Agilent instrument, LC-UNKNOWN-QIT, UNKNOWN
agilent | unknown | lc | qit | unknown | unknown | Agilent instrument, LC-UNKNOWN-QIT, UNKNOWN
agilent | unknown | lc | it | unknown | unknown | Agilent instrument, LC-UNKNOWN-IT, UNKNOWN
agilent | unknown | lc | qit | unknown | unknown | Agilent instrument, LC-UNKNOWN-QIT, UNKNOWN
agilent | unknown | lc | qtof | unknown | unknown | Agilent instrument, LC-UNKNOWN-QTOF, UNKNOWN
agilent | unknown | lc | qtof | unknown | unknown | Agilent instrument, LC-UNKNOWN-QTOF, UNKNOWN
agilent | unknown | lc | qtof | unknown | unknown | Agilent instrument, LC-UNKNOWN-QTOF, UNKNOWN
agilent | unknown | lc | qtof | unknown | unknown | Agilent instrument, LC-UNKNOWN-QTOF, UNKNOWN
agilent | unknown | lc | qtof | unknown | unknown | Agilent instrument, LC-UNKNOWN-QTOF, UNKNOWN
agilent | unknown | lc | qtof | unknown | unknown | Agilent instrument, LC-UNKNOWN-QTOF, UNKNOWN
agilent | unknown | lc | qtof | unknown | unknown | Agilent instrument, LC-UNKNOWN-QTOF, UNKNOWN
agilent | unknown | lc | qtof | unknown | unknown | Agilent instrument, LC-UNKNOWN-QTOF, UNKNOWN
agilent | unknown | lc | qtof | unknown | unknown | Agilent instrument, LC-UNKNOWN-QTOF, UNKNOWN
agilent | unknown | lc | qtof | unknown | unknown | Agilent instrument, LC-UNKNOWN-QTOF, UNKNOWN
agilent | unknown | lc | qtof | unknown | unknown | Agilent instrument, LC-UNKNOWN-QTOF, UNKNOWN
agilent | unknown | lc | qtof | unknown | unknown | Agilent instrument, LC-UNKNOWN-QTOF, UNKNOWN
agilent | unknown | lc | qtof | unknown | unknown | Agilent instrument, LC-UNKNOWN-QTOF, UNKNOWN
agilent | unknown | lc | qtof | unknown | unknown | Agilent instrument, LC-UNKNOWN-QTOF, UNKNOWN
agilent | unknown | lc | qtof | unknown | unknown | Agilent instrument, LC-UNKNOWN-QTOF, UNKNOWN
agilent | unknown | lc | qtof | unknown | unknown | Agilent instrument, LC-UNKNOWN-QTOF, UNKNOWN
agilent | unknown | lc | qtof | unknown | unknown | Agilent instrument, LC-UNKNOWN-QTOF, UNKNOWN
agilent | unknown | lc | qtof | unknown | unknown | Agilent instrument, LC-UNKNOWN-QTOF, UNKNOWN
agilent | unknown | lc | qtof | unknown | unknown | Agilent instrument, LC-UNKNOWN-QTOF, UNKNOWN
agilent | unknown | lc | qtof | unknown | unknown | Agilent instrument, LC-UNKNOWN-QTOF, UNKNOWN
agilent | unknown | lc | qtof | unknown | unknown | Agilent instrument, LC-UNKNOWN-QTOF, UNKNOWN
agilent | unknown | lc | qtof | unknown | unknown | Agilent instrument, LC-UNKNOWN-QTOF, UNKNOWN
agilent | unknown | lc | qtof | unknown | unknown | Agilent instrument, LC-UNKNOWN-QTOF, UNKNOWN
agilent | unknown | lc | qtof | unknown | unknown | Agilent instrument, LC-UNKNOWN-QTOF, UNKNOWN
agilent | unknown | lc | qtof | unknown | unknown | Agilent instrument, LC-UNKNOWN-QTOF, UNKNOWN
agilent | unknown | lc | qtof | unknown | unknown | Agilent instrument, LC-UNKNOWN-QTOF, UNKNOWN
agilent | unknown | lc | qtof | unknown | unknown | Agilent instrument, LC-UNKNOWN-QTOF, UNKNOWN
agilent | unknown | lc | qtof | unknown | unknown | Agilent instrument, LC-UNKNOWN-QTOF, UNKNOWN
agilent | unknown | lc | qtof | unknown | unknown | Agilent instrument, LC-UNKNOWN-QTOF, UNKNOWN
agilent | unknown | lc | qtof | unknown | unknown | Agilent instrument, LC-UNKNOWN-QTOF, UNKNOWN
agilent | unknown | lc | qtof | unknown | unknown | Agilent instrument, LC-UNKNOWN-QTOF, UNKNOWN
agilent | unknown | lc | qtof | unknown | unknown | Agilent instrument, LC-UNKNOWN-QTOF, UNKNOWN
agilent | unknown | lc | qtof | unknown | unknown | Agilent instrument, LC-UNKNOWN-QTOF, UNKNOWN
agilent | unknown | lc | qtof | unknown | unknown | Agilent instrument, LC-UNKNOWN-QTOF, UNKNOWN
agilent | unknown | lc | qtof | unknown | unknown | Agilent instrument, LC-UNKNOWN-QTOF, UNKNOWN
agilent | unknown | lc | qtof | unknown | unknown | Agilent instrument, LC-UNKNOWN-QTOF, UNKNOWN
agilent | unknown | lc | qtof | unknown | unknown | Agilent instrument, LC-UNKNOWN-QTOF, UNKNOWN
agilent | unknown | lc | qtof | unknown | unknown | Agilent instrument, LC-UNKNOWN-QTOF, UNKNOWN
agilent | unknown | lc | qtof | unknown | unknown | Agilent instrument, LC-UNKNOWN-QTOF, UNKNOWN
agilent | unknown | lc | qtof | unknown | unknown | Agilent instrument, LC-UNKNOWN-QTOF, UNKNOWN
agilent | unknown | lc | qtof | unknown | unknown | Agilent instrument, LC-UNKNOWN-QTOF, UNKNOWN
agilent | unknown | lc | qtof | unknown | unknown | Agilent instrument, LC-UNKNOWN-QTOF, UNKNOWN
agilent | unknown | lc | qtof | unknown | unknown | Agilent instrument, LC-UNKNOWN-QTOF, UNKNOWN
agilent | unknown | lc | qtof | unknown | unknown | Agilent instrument, LC-UNKNOWN-QTOF, UNKNOWN
agilent | unknown | lc | qtof | unknown | unknown | Agilent instrument, LC-UNKNOWN-QTOF, UNKNOWN
agilent | unknown | lc | qtof | unknown | unknown | Agilent instrument, LC-UNKNOWN-QTOF, UNKNOWN
agilent | unknown | lc | qtof | unknown | unknown | Agilent instrument, LC-UNKNOWN-QTOF, UNKNOWN
agilent | unknown | lc | qtof | unknown | unknown | Agilent instrument, LC-UNKNOWN-QTOF, UNKNOWN
agilent | unknown | lc | qtof | unknown | unknown | Agilent instrument, LC-UNKNOWN-QTOF, UNKNOWN
agilent | unknown | lc | qtof | unknown | unknown | Agilent instrument, LC-UNKNOWN-QTOF, UNKNOWN
agilent | unknown | lc | qtof | unknown | unknown | Agilent instrument, LC-UNKNOWN-QTOF, UNKNOWN
agilent | unknown | lc | qtof | unknown | unknown | Agilent instrument, LC-UNKNOWN-QTOF, UNKNOWN
agilent | unknown | lc | qtof | unknown | unknown | Agilent instrument, LC-UNKNOWN-QTOF, UNKNOWN
agilent | unknown | lc | qtof | unknown | unknown | Agilent instrument, LC-UNKNOWN-QTOF, UNKNOWN
agilent | unknown | lc | qtof | unknown | unknown | Agilent instrument, LC-UNKNOWN-QTOF, UNKNOWN
agilent | unknown | lc | qtof | unknown | unknown | Agilent instrument, LC-UNKNOWN-QTOF, UNKNOWN
agilent | unknown | lc | qtof | unknown | unknown | Agilent instrument, LC-UNKNOWN-QTOF, UNKNOWN
agilent | unknown | lc | qtof | unknown | unknown | Agilent instrument, LC-UNKNOWN-QTOF, UNKNOWN
agilent | unknown | lc | qtof | unknown | unknown | Agilent instrument, LC-UNKNOWN-QTOF, UNKNOWN
agilent | unknown | lc | qtof | unknown | unknown | Agilent instrument, LC-UNKNOWN-QTOF, UNKNOWN
agilent | unknown | lc | qtof | unknown | unknown | Agilent instrument, LC-UNKNOWN-QTOF, UNKNOWN
agilent | unknown | lc | qtof | unknown | unknown | Agilent instrument, LC-UNKNOWN-QTOF, UNKNOWN
agilent | unknown | lc | qtof | unknown | unknown | Agilent instrument, LC-UNKNOWN-QTOF, UNKNOWN
agilent | unknown | lc | qtof | unknown | unknown | Agilent instrument, LC-UNKNOWN-QTOF, UNKNOWN
agilent | unknown | lc | qtof | unknown | unknown | Agilent instrument, LC-UNKNOWN-QTOF, UNKNOWN
agilent | unknown | lc | qtof | unknown | unknown | Agilent instrument, LC-UNKNOWN-QTOF, UNKNOWN
agilent | unknown | lc | qtof | unknown | unknown | Agilent instrument, LC-UNKNOWN-QTOF, UNKNOWN
agilent | unknown | lc | qtof | unknown | unknown | Agilent instrument, LC-UNKNOWN-QTOF, UNKNOWN
agilent | unknown | lc | qtof | unknown | unknown | Agilent instrument, LC-UNKNOWN-QTOF, UNKNOWN
agilent | unknown | lc | qtof | unknown | unknown | Agilent instrument, LC-UNKNOWN-QTOF, UNKNOWN
agilent | unknown | lc | qtof | unknown | unknown | Agilent instrument, LC-UNKNOWN-QTOF, UNKNOWN
agilent | unknown | lc | qtof | unknown | unknown | Agilent instrument, LC-UNKNOWN-QTOF, UNKNOWN
agilent | unknown | lc | qtof | unknown | unknown | Agilent instrument, LC-UNKNOWN-QTOF, UNKNOWN
agilent | unknown | lc | qtof | unknown | unknown | Agilent instrument, LC-UNKNOWN-QTOF, UNKNOWN
agilent | unknown | lc | qtof | unknown | unknown | Agilent instrument, LC-UNKNOWN-QTOF, UNKNOWN
agilent | unknown | lc | qtof | unknown | unknown | Agilent instrument, LC-UNKNOWN-QTOF, UNKNOWN
agilent | unknown | lc | qtof | unknown | unknown | Agilent instrument, LC-UNKNOWN-QTOF, UNKNOWN
agilent | unknown | lc | qtof | unknown | unknown | Agilent instrument, LC-UNKNOWN-QTOF, UNKNOWN
agilent | unknown | lc | qtof | unknown | unknown | Agilent instrument, LC-UNKNOWN-QTOF, UNKNOWN
agilent | unknown | lc | qtof | unknown | unknown | Agilent instrument, LC-UNKNOWN-QTOF, UNKNOWN
agilent | unknown | lc | qtof | unknown | unknown | Agilent instrument, LC-UNKNOWN-QTOF, UNKNOWN
agilent | unknown | lc | qtof | unknown | unknown | Agilent instrument, LC-UNKNOWN-QTOF, UNKNOWN
agilent | unknown | lc | qtof | unknown | unknown | Agilent instrument, LC-UNKNOWN-QTOF, UNKNOWN
agilent | unknown | lc | qtof | unknown | unknown | Agilent instrument, LC-UNKNOWN-QTOF, UNKNOWN
agilent | unknown | lc | qtof | unknown | unknown | Agilent instrument, LC-UNKNOWN-QTOF, UNKNOWN
agilent | unknown | lc | qtof | unknown | unknown | Agilent instrument, LC-UNKNOWN-QTOF, UNKNOWN
agilent | unknown | lc | qtof | unknown | unknown | Agilent instrument, LC-UNKNOWN-QTOF, UNKNOWN
agilent | unknown | lc | qtof | unknown | unknown | Agilent instrument, LC-UNKNOWN-QTOF, UNKNOWN
agilent | unknown | lc | qtof | unknown | unknown | Agilent instrument, LC-UNKNOWN-QTOF, UNKNOWN
agilent | unknown | lc | qtof | unknown | unknown | Agilent instrument, LC-UNKNOWN-QTOF, UNKNOWN
agilent | unknown | lc | qtof | unknown | unknown | Agilent instrument, LC-UNKNOWN-QTOF, UNKNOWN
agilent | unknown | lc | qtof | unknown | unknown | Agilent instrument, LC-UNKNOWN-QTOF, UNKNOWN
agilent | unknown | lc | qtof | unknown | unknown | Agilent instrument, LC-UNKNOWN-QTOF, UNKNOWN
agilent | unknown | lc | qtof | unknown | unknown | Agilent instrument, LC-UNKNOWN-QTOF, UNKNOWN
agilent | unknown | lc | qtof | unknown | unknown | Agilent instrument, LC-UNKNOWN-QTOF, UNKNOWN
agilent | unknown | lc | qtof | unknown | unknown | Agilent instrument, LC-UNKNOWN-QTOF, UNKNOWN
agilent | unknown | lc | qtof | unknown | unknown | Agilent instrument, LC-UNKNOWN-QTOF, UNKNOWN
agilent | unknown | lc | qtof | unknown | unknown | Agilent instrument, LC-UNKNOWN-QTOF, UNKNOWN
agilent | unknown | lc | qtof | unknown | unknown | Agilent instrument, LC-UNKNOWN-QTOF, UNKNOWN
agilent | unknown | lc | qtof | unknown | unknown | Agilent instrument, LC-UNKNOWN-QTOF, UNKNOWN
agilent | unknown | lc | qtof | unknown | unknown | Agilent instrument, LC-UNKNOWN-QTOF, UNKNOWN
agilent | unknown | lc | qtof | unknown | unknown | Agilent instrument, LC-UNKNOWN-QTOF, UNKNOWN
agilent | unknown | lc | qtof | unknown | unknown | Agilent instrument, LC-UNKNOWN-QTOF, UNKNOWN
agilent | unknown | lc | qtof | unknown | unknown | Agilent instrument, LC-UNKNOWN-QTOF, UNKNOWN
agilent | unknown | lc | qtof | unknown | unknown | Agilent instrument, LC-UNKNOWN-QTOF, UNKNOWN
agilent | unknown | lc | qtof | unknown | unknown | Agilent instrument, LC-UNKNOWN-QTOF, UNKNOWN
agilent | unknown | lc | qtof | unknown | unknown | Agilent instrument, LC-UNKNOWN-QTOF, UNKNOWN
agilent | unknown | lc | qtof | unknown | unknown | Agilent instrument, LC-UNKNOWN-QTOF, UNKNOWN
agilent | unknown | lc | qtof | unknown | unknown | Agilent instrument, LC-UNKNOWN-QTOF, UNKNOWN
agilent | unknown | lc | qtof | unknown | unknown | Agilent instrument, LC-UNKNOWN-QTOF, UNKNOWN
agilent | unknown | lc | qtof | unknown | unknown | Agilent instrument, LC-UNKNOWN-QTOF, UNKNOWN
agilent | unknown | lc | qtof | unknown | unknown | Agilent instrument, LC-UNKNOWN-QTOF, UNKNOWN
agilent | unknown | lc | qtof | unknown | unknown | Agilent instrument, LC-UNKNOWN-QTOF, UNKNOWN
agilent | unknown | lc | qtof | unknown | unknown | Agilent instrument, LC-UNKNOWN-QTOF, UNKNOWN
agilent | unknown | lc | qtof | unknown | unknown | Agilent instrument, LC-UNKNOWN-QTOF, UNKNOWN
agilent | unknown | lc | qtof | unknown | unknown | Agilent instrument, LC-UNKNOWN-QTOF, UNKNOWN
agilent | unknown | lc | qtof | unknown | unknown | Agilent instrument, LC-UNKNOWN-QTOF, UNKNOWN
agilent | unknown | lc | qtof | unknown | unknown | Agilent instrument, LC-UNKNOWN-QTOF, UNKNOWN
agilent | unknown | lc | qtof | unknown | unknown | Agilent instrument, LC-UNKNOWN-QTOF, UNKNOWN
agilent | unknown | lc | qtof | unknown | unknown | Agilent instrument, LC-UNKNOWN-QTOF, UNKNOWN
agilent | unknown | lc | qtof | unknown | unknown | Agilent instrument, LC-UNKNOWN-QTOF, UNKNOWN
agilent | unknown | lc | qtof | unknown | unknown | Agilent instrument, LC-UNKNOWN-QTOF, UNKNOWN
agilent | unknown | lc | qtof | unknown | unknown | Agilent instrument, LC-UNKNOWN-QTOF, UNKNOWN
agilent | unknown | unknown | unknown | unknown | unknown | Agilent instrument, UNKNOWN, UNKNOWN
agilent | unknown | lc | qtof | unknown | unknown | Agilent instrument, LC-UNKNOWN-QTOF, UNKNOWN
agilent | unknown | lc | qtof | unknown | unknown | Agilent instrument, LC-UNKNOWN-QTOF, UNKNOWN
agilent | unknown | lc | qtof | unknown | unknown | Agilent instrument, LC-UNKNOWN-QTOF, UNKNOWN
agilent | unknown | lc | qtof | unknown | unknown | Agilent instrument, LC-UNKNOWN-QTOF, UNKNOWN
agilent | unknown | lc | unknown | esi | unknown | Agilent instrument, LC-ESI-UNKNOWN, UNKNOWN
agilent | unknown | lc | unknown | esi | unknown | Agilent instrument, LC-ESI-UNKNOWN, UNKNOWN
agilent | unknown | lc | unknown | esi | unknown | Agilent instrument, LC-ESI-UNKNOWN, UNKNOWN
agilent | unknown | lc | tof | unknown | unknown | Agilent instrument, LC-UNKNOWN-TOF, UNKNOWN
agilent | unknown | ce | tof | unknown | unknown | Agilent instrument, CE-UNKNOWN-TOF, UNKNOWN
agilent | unknown | lc | qqq | unknown | unknown | Agilent instrument, LC-UNKNOWN-QQQ, UNKNOWN
agilent | unknown | lc | qtof | unknown | unknown | Agilent instrument, LC-UNKNOWN-QTOF, UNKNOWN
agilent | unknown | lc | qtof | unknown | unknown | Agilent instrument, LC-UNKNOWN-QTOF, UNKNOWN
agilent | unknown | lc | qtof | unknown | unknown | Agilent instrument, LC-UNKNOWN-QTOF, UNKNOWN
agilent | unknown | lc | qtof | unknown | unknown | Agilent instrument, LC-UNKNOWN-QTOF, UNKNOWN
agilent | unknown | lc | qtof | unknown | unknown | Agilent instrument, LC-UNKNOWN-QTOF, UNKNOWN
agilent | unknown | lc | qtof | unknown | unknown | Agilent instrument, LC-UNKNOWN-QTOF, UNKNOWN
agilent | unknown | lc | qtof | unknown | unknown | Agilent instrument, LC-UNKNOWN-QTOF, UNKNOWN
agilent | unknown | lc | qtof | unknown | unknown | Agilent instrument, LC-UNKNOWN-QTOF, UNKNOWN
agilent | unknown | lc | qtof | unknown | unknown | Agilent instrument, LC-UNKNOWN-QTOF, UNKNOWN
agilent | unknown | lc | qtof | unknown | unknown | Agilent instrument, LC-UNKNOWN-QTOF, UNKNOWN
agilent | unknown | lc | unknown | esi | unknown | Agilent instrument, LC-ESI-UNKNOWN, UNKNOWN
agilent | unknown | lc | unknown | esi | unknown | Agilent instrument, LC-ESI-UNKNOWN, UNKNOWN
agilent | unknown | lc | unknown | esi | unknown | Agilent instrument, LC-ESI-UNKNOWN, UNKNOWN
agilent | unknown | lc | unknown | esi | unknown | Agilent instrument, LC-ESI-UNKNOWN, UNKNOWN
agilent | unknown | lc | unknown | esi | unknown | Agilent instrument, LC-ESI-UNKNOWN, UNKNOWN
agilent | unknown | lc | unknown | esi | unknown | Agilent instrument, LC-ESI-UNKNOWN, UNKNOWN
agilent | unknown | lc | unknown | esi | unknown | Agilent instrument, LC-ESI-UNKNOWN, UNKNOWN
agilent | unknown | lc | unknown | esi | unknown | Agilent instrument, LC-ESI-UNKNOWN, UNKNOWN
agilent | unknown | lc | unknown | esi | unknown | Agilent instrument, LC-ESI-UNKNOWN, UNKNOWN
agilent | unknown | lc | unknown | esi | unknown | Agilent instrument, LC-ESI-UNKNOWN, UNKNOWN
agilent | unknown | lc | unknown | esi | unknown | Agilent instrument, LC-ESI-UNKNOWN, UNKNOWN
agilent | unknown | lc | unknown | esi | unknown | Agilent instrument, LC-ESI-UNKNOWN, UNKNOWN
agilent | unknown | lc | unknown | esi | unknown | Agilent instrument, LC-ESI-UNKNOWN, UNKNOWN
agilent | unknown | lc | unknown | esi | unknown | Agilent instrument, LC-ESI-UNKNOWN, UNKNOWN
agilent | unknown | ce | unknown | esi | unknown | Agilent instrument, CE-ESI-UNKNOWN, UNKNOWN
agilent | unknown | lc | unknown | esi | unknown | Agilent instrument, LC-ESI-UNKNOWN, UNKNOWN
agilent | unknown | lc | unknown | esi | unknown | Agilent instrument, LC-ESI-UNKNOWN, UNKNOWN
agilent | unknown | lc | unknown | esi | unknown | Agilent instrument, LC-ESI-UNKNOWN, UNKNOWN
agilent | unknown | lc | unknown | esi | unknown | Agilent instrument, LC-ESI-UNKNOWN, UNKNOWN
agilent | unknown | lc | unknown | esi | unknown | Agilent instrument, LC-ESI-UNKNOWN, UNKNOWN
agilent | unknown | lc | unknown | esi | unknown | Agilent instrument, LC-ESI-UNKNOWN, UNKNOWN
agilent | unknown | lc | unknown | esi | unknown | Agilent instrument, LC-ESI-UNKNOWN, UNKNOWN
agilent | unknown | lc | unknown | esi | unknown | Agilent instrument, LC-ESI-UNKNOWN, UNKNOWN
agilent | unknown | lc | unknown | esi | unknown | Agilent instrument, LC-ESI-UNKNOWN, UNKNOWN
agilent | unknown | lc | unknown | esi | unknown | Agilent instrument, LC-ESI-UNKNOWN, UNKNOWN
agilent | unknown | lc | unknown | esi | unknown | Agilent instrument, LC-ESI-UNKNOWN, UNKNOWN
agilent | unknown | lc | unknown | esi | unknown | Agilent instrument, LC-ESI-UNKNOWN, UNKNOWN
agilent | unknown | lc | unknown | esi | unknown | Agilent instrument, LC-ESI-UNKNOWN, UNKNOWN
agilent | unknown | lc | unknown | esi | unknown | Agilent instrument, LC-ESI-UNKNOWN, UNKNOWN
agilent | unknown | lc | unknown | esi | unknown | Agilent instrument, LC-ESI-UNKNOWN, UNKNOWN
agilent | unknown | lc | unknown | esi | unknown | Agilent instrument, LC-ESI-UNKNOWN, UNKNOWN
agilent | unknown | lc | unknown | esi | unknown | Agilent instrument, LC-ESI-UNKNOWN, UNKNOWN
agilent | unknown | lc | unknown | esi | unknown | Agilent instrument, LC-ESI-UNKNOWN, UNKNOWN
agilent | unknown | lc | unknown | esi | unknown | Agilent instrument, LC-ESI-UNKNOWN, UNKNOWN
agilent | unknown | lc | unknown | esi | unknown | Agilent instrument, LC-ESI-UNKNOWN, UNKNOWN
agilent | unknown | lc | unknown | esi | unknown | Agilent instrument, LC-ESI-UNKNOWN, UNKNOWN
agilent | unknown | lc | unknown | esi | unknown | Agilent instrument, LC-ESI-UNKNOWN, UNKNOWN
agilent | unknown | lc | unknown | esi | unknown | Agilent instrument, LC-ESI-UNKNOWN, UNKNOWN
agilent | unknown | lc | unknown | esi | unknown | Agilent instrument, LC-ESI-UNKNOWN, UNKNOWN
agilent | unknown | lc | unknown | esi | unknown | Agilent instrument, LC-ESI-UNKNOWN, UNKNOWN
agilent | unknown | lc | unknown | esi | unknown | Agilent instrument, LC-ESI-UNKNOWN, UNKNOWN
agilent | unknown | lc | unknown | esi | unknown | Agilent instrument, LC-ESI-UNKNOWN, UNKNOWN
agilent | unknown | lc | unknown | esi | unknown | Agilent instrument, LC-ESI-UNKNOWN, UNKNOWN
agilent | unknown | lc | unknown | esi | unknown | Agilent instrument, LC-ESI-UNKNOWN, UNKNOWN
agilent | unknown | lc | unknown | esi | unknown | Agilent instrument, LC-ESI-UNKNOWN, UNKNOWN
agilent | unknown | lc | unknown | esi | unknown | Agilent instrument, LC-ESI-UNKNOWN, UNKNOWN
agilent | unknown | lc | unknown | esi | unknown | Agilent instrument, LC-ESI-UNKNOWN, UNKNOWN
agilent | unknown | lc | unknown | esi | unknown | Agilent instrument, LC-ESI-UNKNOWN, UNKNOWN
agilent | unknown | lc | unknown | esi | unknown | Agilent instrument, LC-ESI-UNKNOWN, UNKNOWN
agilent | unknown | lc | unknown | esi | unknown | Agilent instrument, LC-ESI-UNKNOWN, UNKNOWN
agilent | unknown | lc | unknown | esi | unknown | Agilent instrument, LC-ESI-UNKNOWN, UNKNOWN
agilent | unknown | lc | unknown | esi | unknown | Agilent instrument, LC-ESI-UNKNOWN, UNKNOWN
agilent | unknown | lc | unknown | esi | unknown | Agilent instrument, LC-ESI-UNKNOWN, UNKNOWN
agilent | unknown | lc | unknown | esi | unknown | Agilent instrument, LC-ESI-UNKNOWN, UNKNOWN
agilent | unknown | lc | unknown | esi | unknown | Agilent instrument, LC-ESI-UNKNOWN, UNKNOWN
agilent | unknown | lc | unknown | esi | unknown | Agilent instrument, LC-ESI-UNKNOWN, UNKNOWN
agilent | unknown | lc | unknown | esi | unknown | Agilent instrument, LC-ESI-UNKNOWN, UNKNOWN
agilent | unknown | lc | unknown | esi | unknown | Agilent instrument, LC-ESI-UNKNOWN, UNKNOWN
agilent | unknown | lc | unknown | esi | unknown | Agilent instrument, LC-ESI-UNKNOWN, UNKNOWN
agilent | unknown | lc | unknown | esi | unknown | Agilent instrument, LC-ESI-UNKNOWN, UNKNOWN
agilent | unknown | lc | unknown | esi | unknown | Agilent instrument, LC-ESI-UNKNOWN, UNKNOWN
agilent | unknown | lc | unknown | esi | unknown | Agilent instrument, LC-ESI-UNKNOWN, UNKNOWN
agilent | unknown | lc | unknown | esi | unknown | Agilent instrument, LC-ESI-UNKNOWN, UNKNOWN
agilent | unknown | lc | unknown | esi | unknown | Agilent instrument, LC-ESI-UNKNOWN, UNKNOWN
agilent | unknown | lc | unknown | esi | unknown | Agilent instrument, LC-ESI-UNKNOWN, UNKNOWN
agilent | unknown | lc | unknown | esi | unknown | Agilent instrument, LC-ESI-UNKNOWN, UNKNOWN
agilent | unknown | lc | unknown | esi | unknown | Agilent instrument, LC-ESI-UNKNOWN, UNKNOWN
agilent | unknown | lc | unknown | esi | unknown | Agilent instrument, LC-ESI-UNKNOWN, UNKNOWN
agilent | unknown | lc | unknown | esi | unknown | Agilent instrument, LC-ESI-UNKNOWN, UNKNOWN
agilent | unknown | lc | unknown | esi | unknown | Agilent instrument, LC-ESI-UNKNOWN, UNKNOWN
agilent | unknown | lc | unknown | esi | unknown | Agilent instrument, LC-ESI-UNKNOWN, UNKNOWN
agilent | unknown | lc | unknown | esi | unknown | Agilent instrument, LC-ESI-UNKNOWN, UNKNOWN
agilent | unknown | lc | unknown | esi | unknown | Agilent instrument, LC-ESI-UNKNOWN, UNKNOWN
agilent | unknown | lc | unknown | esi | unknown | Agilent instrument, LC-ESI-UNKNOWN, UNKNOWN
agilent | unknown | lc | unknown | esi | unknown | Agilent instrument, LC-ESI-UNKNOWN, UNKNOWN
agilent | unknown | lc | unknown | esi | unknown | Agilent instrument, LC-ESI-UNKNOWN, UNKNOWN
agilent | unknown | lc | unknown | esi | unknown | Agilent instrument, LC-ESI-UNKNOWN, UNKNOWN
agilent | unknown | lc | unknown | esi | unknown | Agilent instrument, LC-ESI-UNKNOWN, UNKNOWN
agilent | unknown | lc | unknown | esi | unknown | Agilent instrument, LC-ESI-UNKNOWN, UNKNOWN
agilent | unknown | lc | unknown | esi | unknown | Agilent instrument, LC-ESI-UNKNOWN, UNKNOWN
agilent | unknown | lc | unknown | esi | unknown | Agilent instrument, LC-ESI-UNKNOWN, UNKNOWN
agilent | unknown | lc | unknown | esi | unknown | Agilent instrument, LC-ESI-UNKNOWN, UNKNOWN
agilent | unknown | lc | unknown | esi | unknown | Agilent instrument, LC-ESI-UNKNOWN, UNKNOWN
agilent | unknown | lc | unknown | esi | unknown | Agilent instrument, LC-ESI-UNKNOWN, UNKNOWN
agilent | unknown | lc | unknown | esi | unknown | Agilent instrument, LC-ESI-UNKNOWN, UNKNOWN
agilent | unknown | lc | unknown | esi | unknown | Agilent instrument, LC-ESI-UNKNOWN, UNKNOWN
agilent | unknown | lc | unknown | esi | unknown | Agilent instrument, LC-ESI-UNKNOWN, UNKNOWN
agilent | unknown | lc | unknown | esi | unknown | Agilent instrument, LC-ESI-UNKNOWN, UNKNOWN
agilent | unknown | lc | unknown | esi | unknown | Agilent instrument, LC-ESI-UNKNOWN, UNKNOWN
agilent | unknown | lc | unknown | esi | unknown | Agilent instrument, LC-ESI-UNKNOWN, UNKNOWN
agilent | unknown | lc | unknown | esi | unknown | Agilent instrument, LC-ESI-UNKNOWN, UNKNOWN
agilent | unknown | lc | unknown | esi | unknown | Agilent instrument, LC-ESI-UNKNOWN, UNKNOWN
agilent | unknown | lc | unknown | esi | unknown | Agilent instrument, LC-ESI-UNKNOWN, UNKNOWN
agilent | unknown | lc | unknown | esi | unknown | Agilent instrument, LC-ESI-UNKNOWN, UNKNOWN
agilent | unknown | lc | unknown | esi | unknown | Agilent instrument, LC-ESI-UNKNOWN, UNKNOWN
agilent | unknown | lc | unknown | esi | unknown | Agilent instrument, LC-ESI-UNKNOWN, UNKNOWN
agilent | unknown | lc | unknown | esi | unknown | Agilent instrument, LC-ESI-UNKNOWN, UNKNOWN
agilent | unknown | lc | unknown | esi | unknown | Agilent instrument, LC-ESI-UNKNOWN, UNKNOWN
agilent | unknown | lc | unknown | esi | unknown | Agilent instrument, LC-ESI-UNKNOWN, UNKNOWN
agilent | unknown | lc | unknown | esi | unknown | Agilent instrument, LC-ESI-UNKNOWN, UNKNOWN
agilent | unknown | lc | unknown | esi | unknown | Agilent instrument, LC-ESI-UNKNOWN, UNKNOWN
agilent | unknown | lc | unknown | esi | unknown | Agilent instrument, LC-ESI-UNKNOWN, UNKNOWN
agilent | unknown | lc | unknown | esi | unknown | Agilent instrument, LC-ESI-UNKNOWN, UNKNOWN
agilent | unknown | lc | unknown | esi | unknown | Agilent instrument, LC-ESI-UNKNOWN, UNKNOWN
agilent | unknown | lc | unknown | esi | unknown | Agilent instrument, LC-ESI-UNKNOWN, UNKNOWN
agilent | unknown | lc | unknown | esi | unknown | Agilent instrument, LC-ESI-UNKNOWN, UNKNOWN
agilent | unknown | lc | unknown | esi | unknown | Agilent instrument, LC-ESI-UNKNOWN, UNKNOWN
agilent | unknown | lc | unknown | esi | unknown | Agilent instrument, LC-ESI-UNKNOWN, UNKNOWN
agilent | unknown | lc | unknown | esi | unknown | Agilent instrument, LC-ESI-UNKNOWN, UNKNOWN
agilent | unknown | lc | unknown | esi | unknown | Agilent instrument, LC-ESI-UNKNOWN, UNKNOWN
agilent | unknown | lc | unknown | esi | unknown | Agilent instrument, LC-ESI-UNKNOWN, UNKNOWN
agilent | unknown | lc | unknown | esi | unknown | Agilent instrument, LC-ESI-UNKNOWN, UNKNOWN
agilent | unknown | lc | unknown | esi | unknown | Agilent instrument, LC-ESI-UNKNOWN, UNKNOWN
agilent | unknown | lc | unknown | esi | unknown | Agilent instrument, LC-ESI-UNKNOWN, UNKNOWN
agilent | unknown | lc | unknown | esi | unknown | Agilent instrument, LC-ESI-UNKNOWN, UNKNOWN
agilent | unknown | lc | unknown | esi | unknown | Agilent instrument, LC-ESI-UNKNOWN, UNKNOWN
agilent | unknown | lc | unknown | esi | unknown | Agilent instrument, LC-ESI-UNKNOWN, UNKNOWN
agilent | unknown | lc | unknown | esi | unknown | Agilent instrument, LC-ESI-UNKNOWN, UNKNOWN
agilent | unknown | lc | unknown | esi | unknown | Agilent instrument, LC-ESI-UNKNOWN, UNKNOWN
agilent | unknown | lc | unknown | esi | unknown | Agilent instrument, LC-ESI-UNKNOWN, UNKNOWN
agilent | unknown | lc | unknown | esi | unknown | Agilent instrument, LC-ESI-UNKNOWN, UNKNOWN
agilent | unknown | lc | unknown | esi | unknown | Agilent instrument, LC-ESI-UNKNOWN, UNKNOWN
agilent | unknown | lc | unknown | esi | unknown | Agilent instrument, LC-ESI-UNKNOWN, UNKNOWN
agilent | unknown | lc | unknown | esi | unknown | Agilent instrument, LC-ESI-UNKNOWN, UNKNOWN
agilent | unknown | lc | unknown | esi | unknown | Agilent instrument, LC-ESI-UNKNOWN, UNKNOWN
agilent | unknown | lc | unknown | esi | unknown | Agilent instrument, LC-ESI-UNKNOWN, UNKNOWN
agilent | unknown | lc | unknown | esi | unknown | Agilent instrument, LC-ESI-UNKNOWN, UNKNOWN
agilent | unknown | lc | unknown | esi | unknown | Agilent instrument, LC-ESI-UNKNOWN, UNKNOWN
unknown | unknown | unknown | tof | esi | high | UNKNOWN, LC-ESI-TOF, HIGH
unknown | unknown | unknown | qqq | esi | low | UNKNOWN, LC-ESI-QQQ, LOW
unknown | unknown | unknown | qtof | esi | high | UNKNOWN, LC-ESI-QTOF, HIGH
unknown | unknown | unknown | qtof | esi | high | UNKNOWN, LC-ESI-QTOF, HIGH
unknown | unknown | unknown | qtof | esi | high | UNKNOWN, LC-ESI-QTOF, HIGH
unknown | unknown | unknown | qtof | esi | high | UNKNOWN, LC-ESI-QTOF, HIGH
unknown | unknown | unknown | qtof | esi | high | UNKNOWN, LC-ESI-QTOF, HIGH
unknown | unknown | unknown | qtof | esi | high | UNKNOWN, LC-ESI-QTOF, HIGH
unknown | unknown | unknown | qtof | esi | high | UNKNOWN, LC-ESI-QTOF, HIGH
unknown | unknown | unknown | qtof | esi | high | UNKNOWN, LC-ESI-QTOF, HIGH
unknown | unknown | unknown | qtof | esi | high | UNKNOWN, LC-ESI-QTOF, HIGH
agilent | unknown | lc | unknown | esi | unknown | Agilent instrument, LC-ESI-UNKNOWN, UNKNOWN
agilent | unknown | lc | unknown | esi | unknown | Agilent instrument, LC-ESI-UNKNOWN, UNKNOWN
agilent | unknown | lc | unknown | esi | unknown | Agilent instrument, LC-ESI-UNKNOWN, UNKNOWN
agilent | unknown | lc | unknown | esi | unknown | Agilent instrument, LC-ESI-UNKNOWN, UNKNOWN
agilent | unknown | lc | unknown | esi | unknown | Agilent instrument, LC-ESI-UNKNOWN, UNKNOWN
unknown | unknown | unknown | qtof | esi | high | UNKNOWN, LC-ESI-QTOF, HIGH
unknown | unknown | unknown | qtof | esi | high | UNKNOWN, LC-ESI-QTOF, HIGH
unknown | unknown | unknown | qtof | esi | high | UNKNOWN, LC-ESI-QTOF, HIGH
unknown | unknown | unknown | qtof | esi | high | UNKNOWN, LC-ESI-QTOF, HIGH
unknown | unknown | unknown | qtof | esi | high | UNKNOWN, LC-ESI-QTOF, HIGH
unknown | unknown | unknown | qtof | esi | high | UNKNOWN, LC-ESI-QTOF, HIGH
unknown | unknown | unknown | qtof | esi | high | UNKNOWN, LC-ESI-QTOF, HIGH
unknown | unknown | unknown | qtof | esi | high | UNKNOWN, LC-ESI-QTOF, HIGH
unknown | unknown | unknown | qtof | esi | high | UNKNOWN, LC-ESI-QTOF, HIGH
unknown | unknown | unknown | qtof | esi | high | UNKNOWN, LC-ESI-QTOF, HIGH
unknown | unknown | unknown | qtof | esi | high | UNKNOWN, LC-ESI-QTOF, HIGH
unknown | unknown | unknown | qtof | esi | high | UNKNOWN, LC-ESI-QTOF, HIGH
unknown | unknown | unknown | qtof | esi | high | UNKNOWN, LC-ESI-QTOF, HIGH
unknown | unknown | unknown | qtof | esi | high | UNKNOWN, LC-ESI-QTOF, HIGH
agilent | unknown | unknown | unknown | esi | high | Agilent instrument, LC-ESI-UNKNOWN, HIGH
unknown | unknown | unknown | tof | esi | high | UNKNOWN, LC-ESI-TOF, HIGH
unknown | unknown | unknown | qtof | esi | high | UNKNOWN, LC-ESI-QTOF, HIGH
unknown | unknown | unknown | qtof | esi | high | UNKNOWN, LC-ESI-QTOF, HIGH
unknown | unknown | unknown | qtof | esi | high | UNKNOWN, LC-ESI-QTOF, HIGH
unknown | unknown | unknown | qtof | esi | high | UNKNOWN, LC-ESI-QTOF, HIGH
unknown | unknown | unknown | qtof | esi | high | UNKNOWN, LC-ESI-QTOF, HIGH
unknown | unknown | unknown | qtof | esi | high | UNKNOWN, LC-ESI-QTOF, HIGH
unknown | unknown | unknown | qtof | esi | high | UNKNOWN, LC-ESI-QTOF, HIGH
unknown | unknown | unknown | qtof | esi | high | UNKNOWN, LC-ESI-QTOF, HIGH
unknown | unknown | unknown | qtof | esi | high | UNKNOWN, LC-ESI-QTOF, HIGH
unknown | unknown | unknown | qtof | esi | high | UNKNOWN, LC-ESI-QTOF, HIGH
unknown | unknown | unknown | qtof | esi | high | UNKNOWN, LC-ESI-QTOF, HIGH
unknown | unknown | unknown | qtof | esi | high | UNKNOWN, LC-ESI-QTOF, HIGH
unknown | unknown | unknown | qtof | esi | high | UNKNOWN, LC-ESI-QTOF, HIGH
unknown | unknown | unknown | qtof | esi | high | UNKNOWN, LC-ESI-QTOF, HIGH
unknown | unknown | unknown | qtof | esi | high | UNKNOWN, LC-ESI-QTOF, HIGH
unknown | unknown | unknown | qtof | esi | high | UNKNOWN, LC-ESI-QTOF, HIGH
unknown | unknown | unknown | qtof | esi | high | UNKNOWN, LC-ESI-QTOF, HIGH
unknown | unknown | unknown | qtof | esi | high | UNKNOWN, LC-ESI-QTOF, HIGH
unknown | unknown | unknown | qtof | esi | high | UNKNOWN, LC-ESI-QTOF, HIGH
unknown | unknown | unknown | qtof | esi | high | UNKNOWN, LC-ESI-QTOF, HIGH
unknown | unknown | unknown | qtof | esi | high | UNKNOWN, LC-ESI-QTOF, HIGH
unknown | unknown | unknown | qtof | esi | high | UNKNOWN, LC-ESI-QTOF, HIGH
unknown | unknown | unknown | qtof | esi | high | UNKNOWN, LC-ESI-QTOF, HIGH
unknown | unknown | unknown | qtof | esi | high | UNKNOWN, LC-ESI-QTOF, HIGH
unknown | unknown | unknown | qtof | esi | high | UNKNOWN, LC-ESI-QTOF, HIGH
unknown | unknown | unknown | qtof | esi | high | UNKNOWN, LC-ESI-QTOF, HIGH
unknown | unknown | unknown | qtof | esi | high | UNKNOWN, LC-ESI-QTOF, HIGH
unknown | unknown | unknown | qtof | esi | high | UNKNOWN, LC-ESI-QTOF, HIGH
unknown | unknown | unknown | qtof | esi | high | UNKNOWN, LC-ESI-QTOF, HIGH
unknown | unknown | unknown | qtof | esi | high | UNKNOWN, LC-ESI-QTOF, HIGH
unknown | unknown | unknown | qtof | esi | high | UNKNOWN, LC-ESI-QTOF, HIGH
unknown | unknown | unknown | qtof | esi | high | UNKNOWN, LC-ESI-QTOF, HIGH
unknown | unknown | unknown | qtof | esi | high | UNKNOWN, LC-ESI-QTOF, HIGH
unknown | unknown | unknown | qtof | esi | high | UNKNOWN, LC-ESI-QTOF, HIGH
unknown | unknown | unknown | qtof | esi | high | UNKNOWN, LC-ESI-QTOF, HIGH
unknown | unknown | unknown | qtof | esi | high | UNKNOWN, LC-ESI-QTOF, HIGH
unknown | unknown | unknown | qtof | esi | high | UNKNOWN, LC-ESI-QTOF, HIGH
unknown | unknown | unknown | qtof | esi | high | UNKNOWN, LC-ESI-QTOF, HIGH
unknown | unknown | unknown | qtof | esi | high | UNKNOWN, LC-ESI-QTOF, HIGH
unknown | unknown | unknown | qtof | esi | high | UNKNOWN, LC-ESI-QTOF, HIGH
unknown | unknown | unknown | qtof | esi | high | UNKNOWN, LC-ESI-QTOF, HIGH
unknown | unknown | unknown | qtof | esi | high | UNKNOWN, LC-ESI-QTOF, HIGH
unknown | unknown | unknown | qtof | esi | high | UNKNOWN, LC-ESI-QTOF, HIGH
unknown | unknown | unknown | qtof | esi | high | UNKNOWN, LC-ESI-QTOF, HIGH
unknown | unknown | unknown | qtof | esi | high | UNKNOWN, LC-ESI-QTOF, HIGH
unknown | unknown | unknown | qtof | esi | high | UNKNOWN, LC-ESI-QTOF, HIGH
unknown | unknown | unknown | qtof | esi | high | UNKNOWN, LC-ESI-QTOF, HIGH
unknown | unknown | unknown | qtof | esi | high | UNKNOWN, LC-ESI-QTOF, HIGH
unknown | unknown | unknown | qtof | esi | high | UNKNOWN, LC-ESI-QTOF, HIGH
unknown | unknown | unknown | qtof | esi | high | UNKNOWN, LC-ESI-QTOF, HIGH
unknown | unknown | unknown | qtof | esi | high | UNKNOWN, LC-ESI-QTOF, HIGH
unknown | unknown | unknown | qtof | esi | high | UNKNOWN, LC-ESI-QTOF, HIGH
unknown | unknown | unknown | qtof | esi | high | UNKNOWN, LC-ESI-QTOF, HIGH
unknown | unknown | unknown | qtof | esi | high | UNKNOWN, LC-ESI-QTOF, HIGH
unknown | unknown | unknown | qtof | esi | high | UNKNOWN, LC-ESI-QTOF, HIGH
unknown | unknown | unknown | qtof | esi | high | UNKNOWN, LC-ESI-QTOF, HIGH
unknown | unknown | unknown | qtof | esi | high | UNKNOWN, LC-ESI-QTOF, HIGH
unknown | unknown | unknown | qtof | esi | high | UNKNOWN, LC-ESI-QTOF, HIGH
unknown | unknown | unknown | qtof | esi | high | UNKNOWN, LC-ESI-QTOF, HIGH
unknown | unknown | unknown | qtof | esi | high | UNKNOWN, LC-ESI-QTOF, HIGH
unknown | unknown | unknown | qtof | esi | high | UNKNOWN, LC-ESI-QTOF, HIGH
unknown | unknown | unknown | qtof | esi | high | UNKNOWN, LC-ESI-QTOF, HIGH
unknown | unknown | unknown | qtof | esi | high | UNKNOWN, LC-ESI-QTOF, HIGH
unknown | unknown | unknown | qtof | esi | high | UNKNOWN, LC-ESI-QTOF, HIGH
unknown | unknown | unknown | qtof | esi | high | UNKNOWN, LC-ESI-QTOF, HIGH
unknown | unknown | unknown | qtof | esi | high | UNKNOWN, LC-ESI-QTOF, HIGH
unknown | unknown | unknown | qtof | esi | high | UNKNOWN, LC-ESI-QTOF, HIGH
unknown | unknown | unknown | qtof | esi | high | UNKNOWN, LC-ESI-QTOF, HIGH
unknown | unknown | unknown | qtof | esi | high | UNKNOWN, LC-ESI-QTOF, HIGH
unknown | unknown | unknown | qtof | esi | high | UNKNOWN, LC-ESI-QTOF, HIGH
unknown | unknown | unknown | qtof | esi | high | UNKNOWN, LC-ESI-QTOF, HIGH
unknown | unknown | unknown | qtof | esi | high | UNKNOWN, LC-ESI-QTOF, HIGH
unknown | unknown | unknown | qtof | esi | high | UNKNOWN, LC-ESI-QTOF, HIGH
unknown | unknown | unknown | qtof | esi | high | UNKNOWN, LC-ESI-QTOF, HIGH
unknown | unknown | unknown | qtof | esi | high | UNKNOWN, LC-ESI-QTOF, HIGH
unknown | unknown | unknown | qtof | esi | high | UNKNOWN, LC-ESI-QTOF, HIGH
unknown | unknown | unknown | qtof | esi | high | UNKNOWN, LC-ESI-QTOF, HIGH
unknown | unknown | unknown | qtof | esi | high | UNKNOWN, LC-ESI-QTOF, HIGH
unknown | unknown | unknown | qtof | esi | high | UNKNOWN, LC-ESI-QTOF, HIGH
unknown | unknown | unknown | qtof | esi | high | UNKNOWN, LC-ESI-QTOF, HIGH
unknown | unknown | unknown | qtof | esi | high | UNKNOWN, LC-ESI-QTOF, HIGH
unknown | unknown | unknown | qtof | esi | high | UNKNOWN, LC-ESI-QTOF, HIGH
unknown | unknown | unknown | qtof | esi | high | UNKNOWN, LC-ESI-QTOF, HIGH
unknown | unknown | unknown | qtof | esi | high | UNKNOWN, LC-ESI-QTOF, HIGH
unknown | unknown | unknown | qtof | esi | high | UNKNOWN, LC-ESI-QTOF, HIGH
unknown | unknown | unknown | qtof | esi | high | UNKNOWN, LC-ESI-QTOF, HIGH
unknown | unknown | unknown | qtof | esi | high | UNKNOWN, LC-ESI-QTOF, HIGH
unknown | unknown | unknown | qtof | esi | high | UNKNOWN, LC-ESI-QTOF, HIGH
unknown | unknown | unknown | qtof | esi | high | UNKNOWN, LC-ESI-QTOF, HIGH
unknown | unknown | unknown | qtof | esi | high | UNKNOWN, LC-ESI-QTOF, HIGH
unknown | unknown | unknown | qtof | esi | high | UNKNOWN, LC-ESI-QTOF, HIGH
unknown | unknown | unknown | qtof | esi | high | UNKNOWN, LC-ESI-QTOF, HIGH
unknown | unknown | unknown | qtof | esi | high | UNKNOWN, LC-ESI-QTOF, HIGH
unknown | unknown | unknown | qtof | esi | high | UNKNOWN, LC-ESI-QTOF, HIGH
unknown | unknown | unknown | qtof | esi | high | UNKNOWN, LC-ESI-QTOF, HIGH
unknown | unknown | unknown | qtof | esi | high | UNKNOWN, LC-ESI-QTOF, HIGH
unknown | unknown | unknown | qtof | esi | high | UNKNOWN, LC-ESI-QTOF, HIGH
unknown | unknown | unknown | qtof | esi | high | UNKNOWN, LC-ESI-QTOF, HIGH
unknown | unknown | unknown | qtof | esi | high | UNKNOWN, LC-ESI-QTOF, HIGH
unknown | unknown | unknown | qtof | esi | high | UNKNOWN, LC-ESI-QTOF, HIGH
unknown | unknown | unknown | qtof | esi | high | UNKNOWN, LC-ESI-QTOF, HIGH
unknown | unknown | unknown | qtof | esi | high | UNKNOWN, LC-ESI-QTOF, HIGH
unknown | unknown | unknown | qtof | esi | high | UNKNOWN, LC-ESI-QTOF, HIGH
unknown | unknown | unknown | qtof | esi | high | UNKNOWN, LC-ESI-QTOF, HIGH
unknown | unknown | unknown | qtof | esi | high | UNKNOWN, LC-ESI-QTOF, HIGH
unknown | unknown | unknown | qtof | esi | high | UNKNOWN, LC-ESI-QTOF, HIGH
unknown | unknown | unknown | qtof | esi | high | UNKNOWN, LC-ESI-QTOF, HIGH
unknown | unknown | unknown | qtof | esi | high | UNKNOWN, LC-ESI-QTOF, HIGH
unknown | unknown | unknown | qtof | esi | high | UNKNOWN, LC-ESI-QTOF, HIGH
unknown | unknown | unknown | qtof | esi | high | UNKNOWN, LC-ESI-QTOF, HIGH
unknown | unknown | unknown | qtof | esi | high | UNKNOWN, LC-ESI-QTOF, HIGH
unknown | unknown | unknown | qtof | esi | high | UNKNOWN, LC-ESI-QTOF, HIGH
unknown | unknown | unknown | qtof | esi | high | UNKNOWN, LC-ESI-QTOF, HIGH
unknown | unknown | unknown | qtof | esi | high | UNKNOWN, LC-ESI-QTOF, HIGH
unknown | unknown | unknown | qtof | esi | high | UNKNOWN, LC-ESI-QTOF, HIGH
unknown | unknown | unknown | qtof | esi | high | UNKNOWN, LC-ESI-QTOF, HIGH
unknown | unknown | unknown | qtof | esi | high | UNKNOWN, LC-ESI-QTOF, HIGH
unknown | unknown | unknown | qtof | esi | high | UNKNOWN, LC-ESI-QTOF, HIGH
unknown | unknown | unknown | qtof | esi | high | UNKNOWN, LC-ESI-QTOF, HIGH
unknown | unknown | unknown | qtof | esi | high | UNKNOWN, LC-ESI-QTOF, HIGH
unknown | unknown | unknown | qtof | esi | high | UNKNOWN, LC-ESI-QTOF, HIGH
unknown | unknown | unknown | qtof | esi | high | UNKNOWN, LC-ESI-QTOF, HIGH
unknown | unknown | unknown | qit | esi | low | UNKNOWN, LC-ESI-QIT, LOW
unknown | unknown | unknown | qit | esi | low | UNKNOWN, LC-ESI-QIT, LOW
unknown | unknown | unknown | it | esi | low | UNKNOWN, LC-ESI-IT, LOW
unknown | unknown | unknown | qit | esi | low | UNKNOWN, LC-ESI-QIT, LOW
unknown | unknown | unknown | qtof | esi | high | UNKNOWN, LC-ESI-QTOF, HIGH
unknown | unknown | unknown | qtof | esi | high | UNKNOWN, LC-ESI-QTOF, HIGH
unknown | unknown | lc | unknown | esi | low | UNKNOWN, LC-ESI-UNKNOWN, LOW
unknown | unknown | lc | unknown | esi | high | UNKNOWN, LC-ESI-UNKNOWN, HIGH
unknown | unknown | lc | unknown | esi | high | UNKNOWN, LC-ESI-UNKNOWN, HIGH
unknown | unknown | lc | unknown | esi | high | UNKNOWN, LC-ESI-UNKNOWN, HIGH
unknown | unknown | lc | unknown | esi | high | UNKNOWN, LC-ESI-UNKNOWN, HIGH
unknown | unknown | lc | unknown | esi | high | UNKNOWN, LC-ESI-UNKNOWN, HIGH
unknown | unknown | lc | unknown | esi | high | UNKNOWN, LC-ESI-UNKNOWN, HIGH
unknown | unknown | lc | unknown | esi | high | UNKNOWN, LC-ESI-UNKNOWN, HIGH
unknown | unknown | lc | unknown | esi | high | UNKNOWN, LC-ESI-UNKNOWN, HIGH
unknown | unknown | lc | unknown | esi | high | UNKNOWN, LC-ESI-UNKNOWN, HIGH
unknown | unknown | lc | unknown | esi | high | UNKNOWN, LC-ESI-UNKNOWN, HIGH
unknown | unknown | lc | unknown | esi | high | UNKNOWN, LC-ESI-UNKNOWN, HIGH
unknown | unknown | lc | unknown | esi | high | UNKNOWN, LC-ESI-UNKNOWN, HIGH
unknown | unknown | lc | unknown | esi | high | UNKNOWN, LC-ESI-UNKNOWN, HIGH
unknown | unknown | unknown | qtof | esi | high | UNKNOWN, LC-ESI-QTOF, HIGH
unknown | unknown | unknown | qtof | esi | high | UNKNOWN, LC-ESI-QTOF, HIGH
unknown | unknown | lc | unknown | esi | high | UNKNOWN, LC-ESI-UNKNOWN, HIGH
unknown | unknown | lc | unknown | esi | high | UNKNOWN, LC-ESI-UNKNOWN, HIGH
unknown | unknown | lc | unknown | esi | high | UNKNOWN, LC-ESI-UNKNOWN, HIGH
unknown | unknown | lc | unknown | esi | high | UNKNOWN, LC-ESI-UNKNOWN, HIGH
unknown | unknown | lc | unknown | esi | high | UNKNOWN, LC-ESI-UNKNOWN, HIGH
unknown | unknown | lc | unknown | esi | high | UNKNOWN, LC-ESI-UNKNOWN, HIGH
unknown | unknown | lc | unknown | esi | high | UNKNOWN, LC-ESI-UNKNOWN, HIGH
unknown | unknown | lc | unknown | esi | high | UNKNOWN, LC-ESI-UNKNOWN, HIGH
unknown | unknown | lc | unknown | esi | high | UNKNOWN, LC-ESI-UNKNOWN, HIGH
unknown | unknown | lc | unknown | esi | high | UNKNOWN, LC-ESI-UNKNOWN, HIGH
unknown | unknown | lc | unknown | esi | high | UNKNOWN, LC-ESI-UNKNOWN, HIGH
unknown | unknown | lc | unknown | esi | high | UNKNOWN, LC-ESI-UNKNOWN, HIGH
unknown | unknown | lc | unknown | esi | high | UNKNOWN, LC-ESI-UNKNOWN, HIGH
unknown | unknown | lc | unknown | esi | high | UNKNOWN, LC-ESI-UNKNOWN, HIGH
unknown | unknown | lc | unknown | esi | high | UNKNOWN, LC-ESI-UNKNOWN, HIGH
unknown | unknown | ce | unknown | esi | high | UNKNOWN, CE-ESI-UNKNOWN, HIGH
unknown | unknown | lc | unknown | esi | high | UNKNOWN, LC-ESI-UNKNOWN, HIGH
unknown | unknown | lc | unknown | esi | high | UNKNOWN, LC-ESI-UNKNOWN, HIGH
unknown | unknown | lc | unknown | esi | high | UNKNOWN, LC-ESI-UNKNOWN, HIGH
unknown | unknown | lc | unknown | esi | high | UNKNOWN, LC-ESI-UNKNOWN, HIGH
unknown | unknown | lc | unknown | esi | high | UNKNOWN, LC-ESI-UNKNOWN, HIGH
unknown | unknown | lc | unknown | esi | high | UNKNOWN, LC-ESI-UNKNOWN, HIGH
unknown | unknown | lc | unknown | esi | high | UNKNOWN, LC-ESI-UNKNOWN, HIGH
unknown | unknown | lc | unknown | esi | high | UNKNOWN, LC-ESI-UNKNOWN, HIGH
unknown | unknown | lc | unknown | esi | high | UNKNOWN, LC-ESI-UNKNOWN, HIGH
unknown | unknown | lc | unknown | esi | high | UNKNOWN, LC-ESI-UNKNOWN, HIGH
unknown | unknown | lc | unknown | esi | high | UNKNOWN, LC-ESI-UNKNOWN, HIGH
unknown | unknown | lc | unknown | esi | high | UNKNOWN, LC-ESI-UNKNOWN, HIGH
unknown | unknown | lc | unknown | esi | high | UNKNOWN, LC-ESI-UNKNOWN, HIGH
unknown | unknown | lc | unknown | esi | high | UNKNOWN, LC-ESI-UNKNOWN, HIGH
unknown | unknown | lc | unknown | esi | high | UNKNOWN, LC-ESI-UNKNOWN, HIGH
unknown | unknown | lc | unknown | esi | high | UNKNOWN, LC-ESI-UNKNOWN, HIGH
unknown | unknown | lc | unknown | esi | high | UNKNOWN, LC-ESI-UNKNOWN, HIGH
unknown | unknown | lc | unknown | esi | high | UNKNOWN, LC-ESI-UNKNOWN, HIGH
unknown | unknown | lc | unknown | esi | high | UNKNOWN, LC-ESI-UNKNOWN, HIGH
unknown | unknown | lc | unknown | esi | high | UNKNOWN, LC-ESI-UNKNOWN, HIGH
unknown | unknown | lc | unknown | esi | high | UNKNOWN, LC-ESI-UNKNOWN, HIGH
unknown | unknown | lc | unknown | esi | high | UNKNOWN, LC-ESI-UNKNOWN, HIGH
unknown | unknown | lc | unknown | esi | high | UNKNOWN, LC-ESI-UNKNOWN, HIGH
unknown | unknown | lc | unknown | esi | high | UNKNOWN, LC-ESI-UNKNOWN, HIGH
unknown | unknown | lc | unknown | esi | high | UNKNOWN, LC-ESI-UNKNOWN, HIGH
unknown | unknown | lc | unknown | esi | high | UNKNOWN, LC-ESI-UNKNOWN, HIGH
unknown | unknown | lc | unknown | esi | high | UNKNOWN, LC-ESI-UNKNOWN, HIGH
unknown | unknown | lc | unknown | esi | high | UNKNOWN, LC-ESI-UNKNOWN, HIGH
unknown | unknown | lc | unknown | esi | high | UNKNOWN, LC-ESI-UNKNOWN, HIGH
unknown | unknown | lc | unknown | esi | high | UNKNOWN, LC-ESI-UNKNOWN, HIGH
unknown | unknown | lc | unknown | esi | high | UNKNOWN, LC-ESI-UNKNOWN, HIGH
unknown | unknown | lc | unknown | esi | high | UNKNOWN, LC-ESI-UNKNOWN, HIGH
unknown | unknown | lc | unknown | esi | high | UNKNOWN, LC-ESI-UNKNOWN, HIGH
unknown | unknown | lc | unknown | esi | high | UNKNOWN, LC-ESI-UNKNOWN, HIGH
unknown | unknown | lc | unknown | esi | high | UNKNOWN, LC-ESI-UNKNOWN, HIGH
unknown | unknown | lc | unknown | esi | high | UNKNOWN, LC-ESI-UNKNOWN, HIGH
unknown | unknown | lc | unknown | esi | high | UNKNOWN, LC-ESI-UNKNOWN, HIGH
unknown | unknown | lc | unknown | esi | high | UNKNOWN, LC-ESI-UNKNOWN, HIGH
unknown | unknown | lc | unknown | esi | high | UNKNOWN, LC-ESI-UNKNOWN, HIGH
unknown | unknown | lc | unknown | esi | high | UNKNOWN, LC-ESI-UNKNOWN, HIGH
unknown | unknown | lc | unknown | esi | high | UNKNOWN, LC-ESI-UNKNOWN, HIGH
unknown | unknown | lc | unknown | esi | high | UNKNOWN, LC-ESI-UNKNOWN, HIGH
unknown | unknown | lc | unknown | esi | high | UNKNOWN, LC-ESI-UNKNOWN, HIGH
unknown | unknown | lc | unknown | esi | high | UNKNOWN, LC-ESI-UNKNOWN, HIGH
unknown | unknown | lc | unknown | esi | high | UNKNOWN, LC-ESI-UNKNOWN, HIGH
unknown | unknown | lc | unknown | esi | high | UNKNOWN, LC-ESI-UNKNOWN, HIGH
unknown | unknown | lc | unknown | esi | high | UNKNOWN, LC-ESI-UNKNOWN, HIGH
unknown | unknown | lc | unknown | esi | high | UNKNOWN, LC-ESI-UNKNOWN, HIGH
unknown | unknown | lc | unknown | esi | high | UNKNOWN, LC-ESI-UNKNOWN, HIGH
unknown | unknown | lc | unknown | esi | high | UNKNOWN, LC-ESI-UNKNOWN, HIGH
unknown | unknown | lc | unknown | esi | high | UNKNOWN, LC-ESI-UNKNOWN, HIGH
unknown | unknown | lc | unknown | esi | high | UNKNOWN, LC-ESI-UNKNOWN, HIGH
unknown | unknown | lc | unknown | esi | high | UNKNOWN, LC-ESI-UNKNOWN, HIGH
unknown | unknown | lc | unknown | esi | high | UNKNOWN, LC-ESI-UNKNOWN, HIGH
unknown | unknown | lc | unknown | esi | high | UNKNOWN, LC-ESI-UNKNOWN, HIGH
unknown | unknown | lc | unknown | esi | high | UNKNOWN, LC-ESI-UNKNOWN, HIGH
unknown | unknown | lc | unknown | esi | high | UNKNOWN, LC-ESI-UNKNOWN, HIGH
unknown | unknown | lc | unknown | esi | high | UNKNOWN, LC-ESI-UNKNOWN, HIGH
unknown | unknown | lc | unknown | esi | high | UNKNOWN, LC-ESI-UNKNOWN, HIGH
unknown | unknown | lc | unknown | esi | high | UNKNOWN, LC-ESI-UNKNOWN, HIGH
unknown | unknown | lc | unknown | esi | high | UNKNOWN, LC-ESI-UNKNOWN, HIGH
unknown | unknown | lc | unknown | esi | high | UNKNOWN, LC-ESI-UNKNOWN, HIGH
unknown | unknown | lc | unknown | esi | high | UNKNOWN, LC-ESI-UNKNOWN, HIGH
unknown | unknown | lc | unknown | esi | high | UNKNOWN, LC-ESI-UNKNOWN, HIGH
unknown | unknown | lc | unknown | esi | high | UNKNOWN, LC-ESI-UNKNOWN, HIGH
unknown | unknown | lc | unknown | esi | high | UNKNOWN, LC-ESI-UNKNOWN, HIGH
unknown | unknown | lc | unknown | esi | high | UNKNOWN, LC-ESI-UNKNOWN, HIGH
unknown | unknown | lc | unknown | esi | high | UNKNOWN, LC-ESI-UNKNOWN, HIGH
unknown | unknown | lc | unknown | esi | high | UNKNOWN, LC-ESI-UNKNOWN, HIGH
unknown | unknown | lc | unknown | esi | high | UNKNOWN, LC-ESI-UNKNOWN, HIGH
unknown | unknown | lc | unknown | esi | high | UNKNOWN, LC-ESI-UNKNOWN, HIGH
unknown | unknown | lc | unknown | esi | high | UNKNOWN, LC-ESI-UNKNOWN, HIGH
unknown | unknown | lc | unknown | esi | high | UNKNOWN, LC-ESI-UNKNOWN, HIGH
unknown | unknown | lc | unknown | esi | high | UNKNOWN, LC-ESI-UNKNOWN, HIGH
unknown | unknown | lc | unknown | esi | high | UNKNOWN, LC-ESI-UNKNOWN, HIGH
unknown | unknown | lc | unknown | esi | high | UNKNOWN, LC-ESI-UNKNOWN, HIGH
unknown | unknown | lc | unknown | esi | high | UNKNOWN, LC-ESI-UNKNOWN, HIGH
unknown | unknown | lc | unknown | esi | high | UNKNOWN, LC-ESI-UNKNOWN, HIGH
unknown | unknown | lc | unknown | esi | high | UNKNOWN, LC-ESI-UNKNOWN, HIGH
unknown | unknown | lc | unknown | esi | high | UNKNOWN, LC-ESI-UNKNOWN, HIGH
unknown | unknown | lc | unknown | esi | high | UNKNOWN, LC-ESI-UNKNOWN, HIGH
unknown | unknown | lc | unknown | esi | high | UNKNOWN, LC-ESI-UNKNOWN, HIGH
unknown | unknown | lc | unknown | esi | high | UNKNOWN, LC-ESI-UNKNOWN, HIGH
unknown | unknown | lc | unknown | esi | high | UNKNOWN, LC-ESI-UNKNOWN, HIGH
unknown | unknown | lc | unknown | esi | high | UNKNOWN, LC-ESI-UNKNOWN, HIGH
unknown | unknown | lc | unknown | esi | high | UNKNOWN, LC-ESI-UNKNOWN, HIGH
unknown | unknown | lc | unknown | esi | high | UNKNOWN, LC-ESI-UNKNOWN, HIGH
unknown | unknown | lc | unknown | esi | high | UNKNOWN, LC-ESI-UNKNOWN, HIGH
unknown | unknown | lc | unknown | esi | high | UNKNOWN, LC-ESI-UNKNOWN, HIGH
unknown | unknown | lc | unknown | esi | high | UNKNOWN, LC-ESI-UNKNOWN, HIGH
unknown | unknown | lc | unknown | esi | high | UNKNOWN, LC-ESI-UNKNOWN, HIGH
unknown | unknown | lc | unknown | esi | high | UNKNOWN, LC-ESI-UNKNOWN, HIGH
unknown | unknown | lc | unknown | esi | high | UNKNOWN, LC-ESI-UNKNOWN, HIGH
unknown | unknown | lc | unknown | esi | high | UNKNOWN, LC-ESI-UNKNOWN, HIGH
unknown | unknown | lc | unknown | esi | high | UNKNOWN, LC-ESI-UNKNOWN, HIGH
unknown | unknown | lc | unknown | esi | high | UNKNOWN, LC-ESI-UNKNOWN, HIGH
unknown | unknown | lc | unknown | esi | high | UNKNOWN, LC-ESI-UNKNOWN, HIGH
unknown | unknown | lc | unknown | esi | high | UNKNOWN, LC-ESI-UNKNOWN, HIGH
unknown | unknown | lc | unknown | esi | high | UNKNOWN, LC-ESI-UNKNOWN, HIGH
unknown | unknown | lc | unknown | esi | high | UNKNOWN, LC-ESI-UNKNOWN, HIGH
unknown | unknown | lc | unknown | esi | high | UNKNOWN, LC-ESI-UNKNOWN, HIGH
unknown | unknown | lc | unknown | esi | high | UNKNOWN, LC-ESI-UNKNOWN, HIGH
unknown | unknown | lc | unknown | esi | high | UNKNOWN, LC-ESI-UNKNOWN, HIGH
unknown | unknown | lc | unknown | esi | high | UNKNOWN, LC-ESI-UNKNOWN, HIGH
unknown | unknown | lc | unknown | esi | high | UNKNOWN, LC-ESI-UNKNOWN, HIGH
unknown | unknown | lc | unknown | esi | high | UNKNOWN, LC-ESI-UNKNOWN, HIGH
unknown | unknown | lc | unknown | esi | high | UNKNOWN, LC-ESI-UNKNOWN, HIGH
unknown | unknown | lc | unknown | esi | high | UNKNOWN, LC-ESI-UNKNOWN, HIGH
unknown | unknown | lc | unknown | esi | high | UNKNOWN, LC-ESI-UNKNOWN, HIGH
unknown | unknown | lc | unknown | esi | high | UNKNOWN, LC-ESI-UNKNOWN, HIGH
unknown | unknown | lc | unknown | esi | high | UNKNOWN, LC-ESI-UNKNOWN, HIGH
unknown | unknown | lc | unknown | esi | high | UNKNOWN, LC-ESI-UNKNOWN, HIGH
unknown | unknown | lc | unknown | esi | high | UNKNOWN, LC-ESI-UNKNOWN, HIGH
unknown | unknown | lc | unknown | esi | high | UNKNOWN, LC-ESI-UNKNOWN, HIGH
unknown | unknown | lc | unknown | esi | high | UNKNOWN, LC-ESI-UNKNOWN, HIGH
unknown | unknown | lc | unknown | esi | high | UNKNOWN, LC-ESI-UNKNOWN, HIGH
unknown | unknown | lc | unknown | esi | high | UNKNOWN, LC-ESI-UNKNOWN, HIGH
unknown | unknown | ce | unknown | esi | high | UNKNOWN, CE-ESI-UNKNOWN, HIGH
unknown | unknown | lc | unknown | esi | low | UNKNOWN, LC-ESI-UNKNOWN, LOW
unknown | unknown | lc | unknown | esi | low | UNKNOWN, LC-ESI-UNKNOWN, LOW
unknown | unknown | lc | unknown | esi | low | UNKNOWN, LC-ESI-UNKNOWN, LOW
unknown | unknown | lc | unknown | esi | low | UNKNOWN, LC-ESI-UNKNOWN, LOW
unknown | unknown | lc | tof | unknown | high | UNKNOWN, LC-UNKNOWN-TOF, HIGH
unknown | unknown | ce | tof | unknown | high | UNKNOWN, CE-UNKNOWN-TOF, HIGH
unknown | unknown | lc | qqq | unknown | low | UNKNOWN, LC-UNKNOWN-QQQ, LOW
unknown | unknown | lc | qtof | unknown | high | UNKNOWN, LC-UNKNOWN-QTOF, HIGH
unknown | unknown | lc | unknown | esi | high | UNKNOWN, LC-ESI-UNKNOWN, HIGH
unknown | unknown | lc | unknown | esi | high | UNKNOWN, LC-ESI-UNKNOWN, HIGH
unknown | unknown | lc | qtof | unknown | high | UNKNOWN, LC-UNKNOWN-QTOF, HIGH
unknown | unknown | lc | qtof | unknown | high | UNKNOWN, LC-UNKNOWN-QTOF, HIGH
unknown | unknown | lc | qtof | unknown | high | UNKNOWN, LC-UNKNOWN-QTOF, HIGH
unknown | unknown | lc | qtof | unknown | high | UNKNOWN, LC-UNKNOWN-QTOF, HIGH
unknown | unknown | lc | qtof | unknown | high | UNKNOWN, LC-UNKNOWN-QTOF, HIGH
unknown | unknown | lc | qtof | unknown | high | UNKNOWN, LC-UNKNOWN-QTOF, HIGH
unknown | unknown | lc | qtof | unknown | high | UNKNOWN, LC-UNKNOWN-QTOF, HIGH
unknown | unknown | lc | qtof | unknown | high | UNKNOWN, LC-UNKNOWN-QTOF, HIGH
unknown | unknown | lc | qtof | unknown | high | UNKNOWN, LC-UNKNOWN-QTOF, HIGH
unknown | unknown | lc | qtof | unknown | high | UNKNOWN, LC-UNKNOWN-QTOF, HIGH
unknown | unknown | lc | qtof | unknown | high | UNKNOWN, LC-UNKNOWN-QTOF, HIGH
unknown | unknown | lc | qtof | unknown | high | UNKNOWN, LC-UNKNOWN-QTOF, HIGH
unknown | unknown | lc | qtof | unknown | high | UNKNOWN, LC-UNKNOWN-QTOF, HIGH
unknown | unknown | lc | qtof | unknown | high | UNKNOWN, LC-UNKNOWN-QTOF, HIGH
unknown | unknown | lc | unknown | esi | high | UNKNOWN, LC-ESI-UNKNOWN, HIGH
unknown | unknown | lc | unknown | esi | high | UNKNOWN, LC-ESI-UNKNOWN, HIGH
unknown | unknown | lc | qtof | unknown | high | UNKNOWN, LC-UNKNOWN-QTOF, HIGH
unknown | unknown | lc | qtof | unknown | high | UNKNOWN, LC-UNKNOWN-QTOF, HIGH
unknown | unknown | lc | qtof | unknown | high | UNKNOWN, LC-UNKNOWN-QTOF, HIGH
unknown | unknown | lc | qtof | unknown | high | UNKNOWN, LC-UNKNOWN-QTOF, HIGH
unknown | unknown | lc | qtof | unknown | high | UNKNOWN, LC-UNKNOWN-QTOF, HIGH
unknown | unknown | lc | qtof | unknown | high | UNKNOWN, LC-UNKNOWN-QTOF, HIGH
unknown | unknown | lc | qtof | unknown | high | UNKNOWN, LC-UNKNOWN-QTOF, HIGH
unknown | unknown | lc | qtof | unknown | high | UNKNOWN, LC-UNKNOWN-QTOF, HIGH
unknown | unknown | lc | qtof | unknown | high | UNKNOWN, LC-UNKNOWN-QTOF, HIGH
unknown | unknown | lc | qtof | unknown | high | UNKNOWN, LC-UNKNOWN-QTOF, HIGH
unknown | unknown | lc | qtof | unknown | high | UNKNOWN, LC-UNKNOWN-QTOF, HIGH
unknown | unknown | lc | qtof | unknown | high | UNKNOWN, LC-UNKNOWN-QTOF, HIGH
unknown | unknown | lc | qtof | unknown | high | UNKNOWN, LC-UNKNOWN-QTOF, HIGH
unknown | unknown | lc | qtof | unknown | high | UNKNOWN, LC-UNKNOWN-QTOF, HIGH
unknown | unknown | lc | qtof | unknown | high | UNKNOWN, LC-UNKNOWN-QTOF, HIGH
unknown | unknown | lc | qtof | unknown | high | UNKNOWN, LC-UNKNOWN-QTOF, HIGH
unknown | unknown | lc | qtof | unknown | high | UNKNOWN, LC-UNKNOWN-QTOF, HIGH
unknown | unknown | lc | qtof | unknown | high | UNKNOWN, LC-UNKNOWN-QTOF, HIGH
unknown | unknown | lc | qtof | unknown | high | UNKNOWN, LC-UNKNOWN-QTOF, HIGH
unknown | unknown | lc | qtof | unknown | high | UNKNOWN, LC-UNKNOWN-QTOF, HIGH
unknown | unknown | lc | qtof | unknown | high | UNKNOWN, LC-UNKNOWN-QTOF, HIGH
unknown | unknown | lc | qtof | unknown | high | UNKNOWN, LC-UNKNOWN-QTOF, HIGH
unknown | unknown | lc | qtof | unknown | high | UNKNOWN, LC-UNKNOWN-QTOF, HIGH
unknown | unknown | lc | qtof | unknown | high | UNKNOWN, LC-UNKNOWN-QTOF, HIGH
unknown | unknown | lc | qtof | unknown | high | UNKNOWN, LC-UNKNOWN-QTOF, HIGH
unknown | unknown | lc | qtof | unknown | high | UNKNOWN, LC-UNKNOWN-QTOF, HIGH
unknown | unknown | lc | qtof | unknown | high | UNKNOWN, LC-UNKNOWN-QTOF, HIGH
unknown | unknown | lc | qtof | unknown | high | UNKNOWN, LC-UNKNOWN-QTOF, HIGH
unknown | unknown | lc | qtof | unknown | high | UNKNOWN, LC-UNKNOWN-QTOF, HIGH
unknown | unknown | lc | qtof | unknown | high | UNKNOWN, LC-UNKNOWN-QTOF, HIGH
unknown | unknown | lc | qtof | unknown | high | UNKNOWN, LC-UNKNOWN-QTOF, HIGH
unknown | unknown | lc | qtof | unknown | high | UNKNOWN, LC-UNKNOWN-QTOF, HIGH
unknown | unknown | lc | qtof | unknown | high | UNKNOWN, LC-UNKNOWN-QTOF, HIGH
unknown | unknown | lc | qtof | unknown | high | UNKNOWN, LC-UNKNOWN-QTOF, HIGH
unknown | unknown | lc | qtof | unknown | high | UNKNOWN, LC-UNKNOWN-QTOF, HIGH
unknown | unknown | lc | qtof | unknown | high | UNKNOWN, LC-UNKNOWN-QTOF, HIGH
unknown | unknown | lc | qtof | unknown | high | UNKNOWN, LC-UNKNOWN-QTOF, HIGH
unknown | unknown | lc | qtof | unknown | high | UNKNOWN, LC-UNKNOWN-QTOF, HIGH
unknown | unknown | lc | qtof | unknown | high | UNKNOWN, LC-UNKNOWN-QTOF, HIGH
unknown | unknown | lc | qtof | unknown | high | UNKNOWN, LC-UNKNOWN-QTOF, HIGH
unknown | unknown | lc | qtof | unknown | high | UNKNOWN, LC-UNKNOWN-QTOF, HIGH
unknown | unknown | lc | qtof | unknown | high | UNKNOWN, LC-UNKNOWN-QTOF, HIGH
unknown | unknown | lc | qtof | unknown | high | UNKNOWN, LC-UNKNOWN-QTOF, HIGH
unknown | unknown | lc | qtof | unknown | high | UNKNOWN, LC-UNKNOWN-QTOF, HIGH
unknown | unknown | lc | qtof | unknown | high | UNKNOWN, LC-UNKNOWN-QTOF, HIGH
unknown | unknown | lc | qtof | unknown | high | UNKNOWN, LC-UNKNOWN-QTOF, HIGH
unknown | unknown | lc | qtof | unknown | high | UNKNOWN, LC-UNKNOWN-QTOF, HIGH
unknown | unknown | lc | qtof | unknown | high | UNKNOWN, LC-UNKNOWN-QTOF, HIGH
unknown | unknown | lc | qtof | unknown | high | UNKNOWN, LC-UNKNOWN-QTOF, HIGH
unknown | unknown | lc | qtof | unknown | high | UNKNOWN, LC-UNKNOWN-QTOF, HIGH
unknown | unknown | lc | qtof | unknown | high | UNKNOWN, LC-UNKNOWN-QTOF, HIGH
unknown | unknown | lc | qtof | unknown | high | UNKNOWN, LC-UNKNOWN-QTOF, HIGH
unknown | unknown | lc | qtof | unknown | high | UNKNOWN, LC-UNKNOWN-QTOF, HIGH
unknown | unknown | lc | qtof | unknown | high | UNKNOWN, LC-UNKNOWN-QTOF, HIGH
unknown | unknown | lc | qtof | unknown | high | UNKNOWN, LC-UNKNOWN-QTOF, HIGH
unknown | unknown | lc | qtof | unknown | high | UNKNOWN, LC-UNKNOWN-QTOF, HIGH
unknown | unknown | lc | qtof | unknown | high | UNKNOWN, LC-UNKNOWN-QTOF, HIGH
unknown | unknown | lc | qtof | unknown | high | UNKNOWN, LC-UNKNOWN-QTOF, HIGH
unknown | unknown | lc | qtof | unknown | high | UNKNOWN, LC-UNKNOWN-QTOF, HIGH
unknown | unknown | lc | qtof | unknown | high | UNKNOWN, LC-UNKNOWN-QTOF, HIGH
unknown | unknown | lc | qtof | unknown | high | UNKNOWN, LC-UNKNOWN-QTOF, HIGH
unknown | unknown | lc | qtof | unknown | high | UNKNOWN, LC-UNKNOWN-QTOF, HIGH
unknown | unknown | lc | qtof | unknown | high | UNKNOWN, LC-UNKNOWN-QTOF, HIGH
unknown | unknown | lc | qtof | unknown | high | UNKNOWN, LC-UNKNOWN-QTOF, HIGH
unknown | unknown | lc | qtof | unknown | high | UNKNOWN, LC-UNKNOWN-QTOF, HIGH
unknown | unknown | lc | qtof | unknown | high | UNKNOWN, LC-UNKNOWN-QTOF, HIGH
unknown | unknown | lc | qtof | unknown | high | UNKNOWN, LC-UNKNOWN-QTOF, HIGH
unknown | unknown | lc | qtof | unknown | high | UNKNOWN, LC-UNKNOWN-QTOF, HIGH
unknown | unknown | lc | qtof | unknown | high | UNKNOWN, LC-UNKNOWN-QTOF, HIGH
unknown | unknown | lc | qtof | unknown | high | UNKNOWN, LC-UNKNOWN-QTOF, HIGH
unknown | unknown | lc | qtof | unknown | high | UNKNOWN, LC-UNKNOWN-QTOF, HIGH
unknown | unknown | lc | qtof | unknown | high | UNKNOWN, LC-UNKNOWN-QTOF, HIGH
unknown | unknown | lc | qtof | unknown | high | UNKNOWN, LC-UNKNOWN-QTOF, HIGH
unknown | unknown | lc | qtof | unknown | high | UNKNOWN, LC-UNKNOWN-QTOF, HIGH
unknown | unknown | lc | qtof | unknown | high | UNKNOWN, LC-UNKNOWN-QTOF, HIGH
unknown | unknown | lc | qtof | unknown | high | UNKNOWN, LC-UNKNOWN-QTOF, HIGH
unknown | unknown | lc | qtof | unknown | high | UNKNOWN, LC-UNKNOWN-QTOF, HIGH
unknown | unknown | lc | qtof | unknown | high | UNKNOWN, LC-UNKNOWN-QTOF, HIGH
unknown | unknown | lc | qtof | unknown | high | UNKNOWN, LC-UNKNOWN-QTOF, HIGH
unknown | unknown | lc | qtof | unknown | high | UNKNOWN, LC-UNKNOWN-QTOF, HIGH
unknown | unknown | lc | qtof | unknown | high | UNKNOWN, LC-UNKNOWN-QTOF, HIGH
unknown | unknown | lc | qtof | unknown | high | UNKNOWN, LC-UNKNOWN-QTOF, HIGH
unknown | unknown | lc | qtof | unknown | high | UNKNOWN, LC-UNKNOWN-QTOF, HIGH
unknown | unknown | lc | qtof | unknown | high | UNKNOWN, LC-UNKNOWN-QTOF, HIGH
unknown | unknown | lc | qtof | unknown | high | UNKNOWN, LC-UNKNOWN-QTOF, HIGH
unknown | unknown | lc | qtof | unknown | high | UNKNOWN, LC-UNKNOWN-QTOF, HIGH
unknown | unknown | lc | qtof | unknown | high | UNKNOWN, LC-UNKNOWN-QTOF, HIGH
unknown | unknown | lc | qtof | unknown | high | UNKNOWN, LC-UNKNOWN-QTOF, HIGH
unknown | unknown | lc | qtof | unknown | high | UNKNOWN, LC-UNKNOWN-QTOF, HIGH
unknown | unknown | lc | qtof | unknown | high | UNKNOWN, LC-UNKNOWN-QTOF, HIGH
unknown | unknown | lc | qtof | unknown | high | UNKNOWN, LC-UNKNOWN-QTOF, HIGH
unknown | unknown | lc | qtof | unknown | high | UNKNOWN, LC-UNKNOWN-QTOF, HIGH
unknown | unknown | lc | qtof | unknown | high | UNKNOWN, LC-UNKNOWN-QTOF, HIGH
unknown | unknown | lc | qtof | unknown | high | UNKNOWN, LC-UNKNOWN-QTOF, HIGH
unknown | unknown | lc | qtof | unknown | high | UNKNOWN, LC-UNKNOWN-QTOF, HIGH
unknown | unknown | lc | qtof | unknown | high | UNKNOWN, LC-UNKNOWN-QTOF, HIGH
unknown | unknown | lc | qtof | unknown | high | UNKNOWN, LC-UNKNOWN-QTOF, HIGH
unknown | unknown | lc | qtof | unknown | high | UNKNOWN, LC-UNKNOWN-QTOF, HIGH
unknown | unknown | lc | qtof | unknown | high | UNKNOWN, LC-UNKNOWN-QTOF, HIGH
unknown | unknown | lc | qtof | unknown | high | UNKNOWN, LC-UNKNOWN-QTOF, HIGH
unknown | unknown | lc | qtof | unknown | high | UNKNOWN, LC-UNKNOWN-QTOF, HIGH
unknown | unknown | lc | qtof | unknown | high | UNKNOWN, LC-UNKNOWN-QTOF, HIGH
unknown | unknown | lc | qtof | unknown | high | UNKNOWN, LC-UNKNOWN-QTOF, HIGH
unknown | unknown | lc | qtof | unknown | high | UNKNOWN, LC-UNKNOWN-QTOF, HIGH
unknown | unknown | lc | qtof | unknown | high | UNKNOWN, LC-UNKNOWN-QTOF, HIGH
unknown | unknown | lc | qtof | unknown | high | UNKNOWN, LC-UNKNOWN-QTOF, HIGH
unknown | unknown | lc | qtof | unknown | high | UNKNOWN, LC-UNKNOWN-QTOF, HIGH
unknown | unknown | lc | qtof | unknown | high | UNKNOWN, LC-UNKNOWN-QTOF, HIGH
unknown | unknown | lc | qtof | unknown | high | UNKNOWN, LC-UNKNOWN-QTOF, HIGH
unknown | unknown | lc | qtof | unknown | high | UNKNOWN, LC-UNKNOWN-QTOF, HIGH
unknown | unknown | lc | qtof | unknown | high | UNKNOWN, LC-UNKNOWN-QTOF, HIGH
unknown | unknown | lc | qtof | unknown | high | UNKNOWN, LC-UNKNOWN-QTOF, HIGH
unknown | unknown | lc | qtof | unknown | high | UNKNOWN, LC-UNKNOWN-QTOF, HIGH
unknown | unknown | lc | qtof | unknown | high | UNKNOWN, LC-UNKNOWN-QTOF, HIGH
unknown | unknown | lc | qtof | unknown | high | UNKNOWN, LC-UNKNOWN-QTOF, HIGH
unknown | unknown | lc | qtof | unknown | high | UNKNOWN, LC-UNKNOWN-QTOF, HIGH
unknown | unknown | lc | qtof | unknown | high | UNKNOWN, LC-UNKNOWN-QTOF, HIGH
unknown | unknown | lc | qtof | unknown | high | UNKNOWN, LC-UNKNOWN-QTOF, HIGH
unknown | unknown | lc | qtof | unknown | high | UNKNOWN, LC-UNKNOWN-QTOF, HIGH
unknown | unknown | lc | qtof | unknown | high | UNKNOWN, LC-UNKNOWN-QTOF, HIGH
unknown | unknown | lc | qtof | unknown | high | UNKNOWN, LC-UNKNOWN-QTOF, HIGH
unknown | unknown | lc | qtof | unknown | high | UNKNOWN, LC-UNKNOWN-QTOF, HIGH
unknown | unknown | lc | qtof | unknown | high | UNKNOWN, LC-UNKNOWN-QTOF, HIGH
unknown | unknown | lc | qtof | unknown | high | UNKNOWN, LC-UNKNOWN-QTOF, HIGH
unknown | unknown | lc | qtof | unknown | high | UNKNOWN, LC-UNKNOWN-QTOF, HIGH
unknown | unknown | lc | qtof | unknown | high | UNKNOWN, LC-UNKNOWN-QTOF, HIGH
unknown | unknown | lc | qtof | unknown | high | UNKNOWN, LC-UNKNOWN-QTOF, HIGH
unknown | unknown | lc | qtof | unknown | high | UNKNOWN, LC-UNKNOWN-QTOF, HIGH
unknown | unknown | lc | qtof | unknown | high | UNKNOWN, LC-UNKNOWN-QTOF, HIGH
unknown | unknown | ce | qtof | unknown | high | UNKNOWN, CE-UNKNOWN-QTOF, HIGH
unknown | unknown | lc | qit | unknown | low | UNKNOWN, LC-UNKNOWN-QIT, LOW
unknown | unknown | lc | qit | unknown | low | UNKNOWN, LC-UNKNOWN-QIT, LOW
unknown | unknown | lc | it | unknown | low | UNKNOWN, LC-UNKNOWN-IT, LOW
unknown | unknown | lc | qit | unknown | low | UNKNOWN, LC-UNKNOWN-QIT, LOW
unknown | unknown | lc | tof | esi | unknown | UNKNOWN, LC-ESI-TOF, UNKNOWN
unknown | unknown | ce | tof | esi | unknown | UNKNOWN, CE-ESI-TOF, UNKNOWN
unknown | unknown | lc | qqq | esi | unknown | UNKNOWN, LC-ESI-QQQ, UNKNOWN
unknown | unknown | lc | qtof | esi | unknown | UNKNOWN, LC-ESI-QTOF, UNKNOWN
unknown | unknown | lc | qtof | esi | unknown | UNKNOWN, LC-ESI-QTOF, UNKNOWN
unknown | unknown | lc | qtof | esi | unknown | UNKNOWN, LC-ESI-QTOF, UNKNOWN
unknown | unknown | lc | qtof | esi | unknown | UNKNOWN, LC-ESI-QTOF, UNKNOWN
unknown | unknown | lc | qtof | esi | unknown | UNKNOWN, LC-ESI-QTOF, UNKNOWN
unknown | unknown | lc | qtof | unknown | high | UNKNOWN, LC-UNKNOWN-QTOF, HIGH
unknown | unknown | lc | qtof | unknown | high | UNKNOWN, LC-UNKNOWN-QTOF, HIGH
unknown | unknown | lc | qtof | esi | unknown | UNKNOWN, LC-ESI-QTOF, UNKNOWN
unknown | unknown | lc | qtof | esi | unknown | UNKNOWN, LC-ESI-QTOF, UNKNOWN
unknown | unknown | lc | qtof | esi | unknown | UNKNOWN, LC-ESI-QTOF, UNKNOWN
unknown | unknown | lc | qtof | esi | unknown | UNKNOWN, LC-ESI-QTOF, UNKNOWN
unknown | unknown | lc | qtof | esi | unknown | UNKNOWN, LC-ESI-QTOF, UNKNOWN
unknown | unknown | lc | qtof | esi | unknown | UNKNOWN, LC-ESI-QTOF, UNKNOWN
unknown | unknown | lc | qtof | esi | unknown | UNKNOWN, LC-ESI-QTOF, UNKNOWN
unknown | unknown | lc | qtof | esi | unknown | UNKNOWN, LC-ESI-QTOF, UNKNOWN
unknown | unknown | lc | qtof | esi | unknown | UNKNOWN, LC-ESI-QTOF, UNKNOWN
unknown | unknown | lc | qtof | esi | unknown | UNKNOWN, LC-ESI-QTOF, UNKNOWN
unknown | unknown | lc | qtof | esi | unknown | UNKNOWN, LC-ESI-QTOF, UNKNOWN
unknown | unknown | lc | qtof | esi | unknown | UNKNOWN, LC-ESI-QTOF, UNKNOWN
unknown | unknown | lc | qtof | esi | unknown | UNKNOWN, LC-ESI-QTOF, UNKNOWN
unknown | unknown | lc | qtof | esi | unknown | UNKNOWN, LC-ESI-QTOF, UNKNOWN
unknown | unknown | lc | qtof | unknown | high | UNKNOWN, LC-UNKNOWN-QTOF, HIGH
unknown | unknown | lc | qtof | unknown | high | UNKNOWN, LC-UNKNOWN-QTOF, HIGH
unknown | unknown | lc | qtof | esi | unknown | UNKNOWN, LC-ESI-QTOF, UNKNOWN
unknown | unknown | lc | qtof | esi | unknown | UNKNOWN, LC-ESI-QTOF, UNKNOWN
unknown | unknown | lc | qtof | esi | unknown | UNKNOWN, LC-ESI-QTOF, UNKNOWN
unknown | unknown | lc | qtof | esi | unknown | UNKNOWN, LC-ESI-QTOF, UNKNOWN
unknown | unknown | lc | qtof | esi | unknown | UNKNOWN, LC-ESI-QTOF, UNKNOWN
unknown | unknown | lc | qtof | esi | unknown | UNKNOWN, LC-ESI-QTOF, UNKNOWN
unknown | unknown | lc | qtof | esi | unknown | UNKNOWN, LC-ESI-QTOF, UNKNOWN
unknown | unknown | lc | qtof | esi | unknown | UNKNOWN, LC-ESI-QTOF, UNKNOWN
unknown | unknown | lc | qtof | esi | unknown | UNKNOWN, LC-ESI-QTOF, UNKNOWN
unknown | unknown | lc | qtof | esi | unknown | UNKNOWN, LC-ESI-QTOF, UNKNOWN
unknown | unknown | lc | qtof | esi | unknown | UNKNOWN, LC-ESI-QTOF, UNKNOWN
unknown | unknown | lc | qtof | esi | unknown | UNKNOWN, LC-ESI-QTOF, UNKNOWN
unknown | unknown | lc | qtof | esi | unknown | UNKNOWN, LC-ESI-QTOF, UNKNOWN
unknown | unknown | lc | qtof | esi | unknown | UNKNOWN, LC-ESI-QTOF, UNKNOWN
unknown | unknown | lc | qtof | esi | unknown | UNKNOWN, LC-ESI-QTOF, UNKNOWN
unknown | unknown | lc | qtof | esi | unknown | UNKNOWN, LC-ESI-QTOF, UNKNOWN
unknown | unknown | lc | qtof | esi | unknown | UNKNOWN, LC-ESI-QTOF, UNKNOWN
unknown | unknown | lc | qtof | esi | unknown | UNKNOWN, LC-ESI-QTOF, UNKNOWN
unknown | unknown | lc | qtof | esi | unknown | UNKNOWN, LC-ESI-QTOF, UNKNOWN
unknown | unknown | lc | qtof | esi | unknown | UNKNOWN, LC-ESI-QTOF, UNKNOWN
unknown | unknown | lc | qtof | esi | unknown | UNKNOWN, LC-ESI-QTOF, UNKNOWN
unknown | unknown | lc | qtof | esi | unknown | UNKNOWN, LC-ESI-QTOF, UNKNOWN
unknown | unknown | lc | qtof | esi | unknown | UNKNOWN, LC-ESI-QTOF, UNKNOWN
unknown | unknown | lc | qtof | esi | unknown | UNKNOWN, LC-ESI-QTOF, UNKNOWN
unknown | unknown | lc | qtof | esi | unknown | UNKNOWN, LC-ESI-QTOF, UNKNOWN
unknown | unknown | lc | qtof | esi | unknown | UNKNOWN, LC-ESI-QTOF, UNKNOWN
unknown | unknown | lc | qtof | esi | unknown | UNKNOWN, LC-ESI-QTOF, UNKNOWN
unknown | unknown | lc | qtof | esi | unknown | UNKNOWN, LC-ESI-QTOF, UNKNOWN
unknown | unknown | lc | qtof | esi | unknown | UNKNOWN, LC-ESI-QTOF, UNKNOWN
unknown | unknown | lc | qtof | esi | unknown | UNKNOWN, LC-ESI-QTOF, UNKNOWN
unknown | unknown | lc | qtof | esi | unknown | UNKNOWN, LC-ESI-QTOF, UNKNOWN
unknown | unknown | lc | qtof | esi | unknown | UNKNOWN, LC-ESI-QTOF, UNKNOWN
unknown | unknown | lc | qtof | esi | unknown | UNKNOWN, LC-ESI-QTOF, UNKNOWN
unknown | unknown | lc | qtof | esi | unknown | UNKNOWN, LC-ESI-QTOF, UNKNOWN
unknown | unknown | lc | qtof | esi | unknown | UNKNOWN, LC-ESI-QTOF, UNKNOWN
unknown | unknown | lc | qtof | esi | unknown | UNKNOWN, LC-ESI-QTOF, UNKNOWN
unknown | unknown | lc | qtof | esi | unknown | UNKNOWN, LC-ESI-QTOF, UNKNOWN
unknown | unknown | lc | qtof | esi | unknown | UNKNOWN, LC-ESI-QTOF, UNKNOWN
unknown | unknown | lc | qtof | esi | unknown | UNKNOWN, LC-ESI-QTOF, UNKNOWN
unknown | unknown | lc | qtof | esi | unknown | UNKNOWN, LC-ESI-QTOF, UNKNOWN
unknown | unknown | lc | qtof | esi | unknown | UNKNOWN, LC-ESI-QTOF, UNKNOWN
unknown | unknown | lc | qtof | esi | unknown | UNKNOWN, LC-ESI-QTOF, UNKNOWN
unknown | unknown | lc | qtof | esi | unknown | UNKNOWN, LC-ESI-QTOF, UNKNOWN
unknown | unknown | lc | qtof | esi | unknown | UNKNOWN, LC-ESI-QTOF, UNKNOWN
unknown | unknown | lc | qtof | esi | unknown | UNKNOWN, LC-ESI-QTOF, UNKNOWN
unknown | unknown | lc | qtof | esi | unknown | UNKNOWN, LC-ESI-QTOF, UNKNOWN
unknown | unknown | lc | qtof | esi | unknown | UNKNOWN, LC-ESI-QTOF, UNKNOWN
unknown | unknown | lc | qtof | esi | unknown | UNKNOWN, LC-ESI-QTOF, UNKNOWN
unknown | unknown | lc | qtof | esi | unknown | UNKNOWN, LC-ESI-QTOF, UNKNOWN
unknown | unknown | lc | qtof | esi | unknown | UNKNOWN, LC-ESI-QTOF, UNKNOWN
unknown | unknown | lc | qtof | esi | unknown | UNKNOWN, LC-ESI-QTOF, UNKNOWN
unknown | unknown | lc | qtof | esi | unknown | UNKNOWN, LC-ESI-QTOF, UNKNOWN
unknown | unknown | lc | qtof | esi | unknown | UNKNOWN, LC-ESI-QTOF, UNKNOWN
unknown | unknown | lc | qtof | esi | unknown | UNKNOWN, LC-ESI-QTOF, UNKNOWN
unknown | unknown | lc | qtof | esi | unknown | UNKNOWN, LC-ESI-QTOF, UNKNOWN
unknown | unknown | lc | qtof | esi | unknown | UNKNOWN, LC-ESI-QTOF, UNKNOWN
unknown | unknown | lc | qtof | esi | unknown | UNKNOWN, LC-ESI-QTOF, UNKNOWN
unknown | unknown | lc | qtof | esi | unknown | UNKNOWN, LC-ESI-QTOF, UNKNOWN
unknown | unknown | lc | qtof | esi | unknown | UNKNOWN, LC-ESI-QTOF, UNKNOWN
unknown | unknown | lc | qtof | esi | unknown | UNKNOWN, LC-ESI-QTOF, UNKNOWN
unknown | unknown | lc | qtof | esi | unknown | UNKNOWN, LC-ESI-QTOF, UNKNOWN
unknown | unknown | lc | qtof | esi | unknown | UNKNOWN, LC-ESI-QTOF, UNKNOWN
unknown | unknown | lc | qtof | esi | unknown | UNKNOWN, LC-ESI-QTOF, UNKNOWN
unknown | unknown | lc | qtof | esi | unknown | UNKNOWN, LC-ESI-QTOF, UNKNOWN
unknown | unknown | lc | qtof | esi | unknown | UNKNOWN, LC-ESI-QTOF, UNKNOWN
unknown | unknown | lc | qtof | esi | unknown | UNKNOWN, LC-ESI-QTOF, UNKNOWN
unknown | unknown | lc | qtof | esi | unknown | UNKNOWN, LC-ESI-QTOF, UNKNOWN
unknown | unknown | lc | qtof | esi | unknown | UNKNOWN, LC-ESI-QTOF, UNKNOWN
unknown | unknown | lc | qtof | esi | unknown | UNKNOWN, LC-ESI-QTOF, UNKNOWN
unknown | unknown | lc | qtof | esi | unknown | UNKNOWN, LC-ESI-QTOF, UNKNOWN
unknown | unknown | lc | qtof | esi | unknown | UNKNOWN, LC-ESI-QTOF, UNKNOWN
unknown | unknown | lc | qtof | esi | unknown | UNKNOWN, LC-ESI-QTOF, UNKNOWN
unknown | unknown | lc | qtof | esi | unknown | UNKNOWN, LC-ESI-QTOF, UNKNOWN
unknown | unknown | lc | qtof | esi | unknown | UNKNOWN, LC-ESI-QTOF, UNKNOWN
unknown | unknown | lc | qtof | esi | unknown | UNKNOWN, LC-ESI-QTOF, UNKNOWN
unknown | unknown | lc | qtof | esi | unknown | UNKNOWN, LC-ESI-QTOF, UNKNOWN
unknown | unknown | lc | qtof | esi | unknown | UNKNOWN, LC-ESI-QTOF, UNKNOWN
unknown | unknown | lc | qtof | esi | unknown | UNKNOWN, LC-ESI-QTOF, UNKNOWN
unknown | unknown | lc | qtof | esi | unknown | UNKNOWN, LC-ESI-QTOF, UNKNOWN
unknown | unknown | lc | qtof | esi | unknown | UNKNOWN, LC-ESI-QTOF, UNKNOWN
unknown | unknown | lc | qtof | esi | unknown | UNKNOWN, LC-ESI-QTOF, UNKNOWN
unknown | unknown | lc | qtof | esi | unknown | UNKNOWN, LC-ESI-QTOF, UNKNOWN
unknown | unknown | lc | qtof | esi | unknown | UNKNOWN, LC-ESI-QTOF, UNKNOWN
unknown | unknown | lc | qtof | esi | unknown | UNKNOWN, LC-ESI-QTOF, UNKNOWN
unknown | unknown | lc | qtof | esi | unknown | UNKNOWN, LC-ESI-QTOF, UNKNOWN
unknown | unknown | lc | qtof | esi | unknown | UNKNOWN, LC-ESI-QTOF, UNKNOWN
unknown | unknown | lc | qtof | esi | unknown | UNKNOWN, LC-ESI-QTOF, UNKNOWN
unknown | unknown | lc | qtof | esi | unknown | UNKNOWN, LC-ESI-QTOF, UNKNOWN
unknown | unknown | lc | qtof | esi | unknown | UNKNOWN, LC-ESI-QTOF, UNKNOWN
unknown | unknown | lc | qtof | esi | unknown | UNKNOWN, LC-ESI-QTOF, UNKNOWN
unknown | unknown | lc | qtof | esi | unknown | UNKNOWN, LC-ESI-QTOF, UNKNOWN
unknown | unknown | lc | qtof | esi | unknown | UNKNOWN, LC-ESI-QTOF, UNKNOWN
unknown | unknown | lc | qtof | esi | unknown | UNKNOWN, LC-ESI-QTOF, UNKNOWN
unknown | unknown | lc | qtof | esi | unknown | UNKNOWN, LC-ESI-QTOF, UNKNOWN
unknown | unknown | lc | qtof | esi | unknown | UNKNOWN, LC-ESI-QTOF, UNKNOWN
unknown | unknown | lc | qtof | esi | unknown | UNKNOWN, LC-ESI-QTOF, UNKNOWN
unknown | unknown | lc | qtof | esi | unknown | UNKNOWN, LC-ESI-QTOF, UNKNOWN
unknown | unknown | lc | qtof | esi | unknown | UNKNOWN, LC-ESI-QTOF, UNKNOWN
unknown | unknown | lc | qtof | esi | unknown | UNKNOWN, LC-ESI-QTOF, UNKNOWN
unknown | unknown | lc | qtof | esi | unknown | UNKNOWN, LC-ESI-QTOF, UNKNOWN
unknown | unknown | lc | qtof | esi | unknown | UNKNOWN, LC-ESI-QTOF, UNKNOWN
unknown | unknown | lc | qtof | esi | unknown | UNKNOWN, LC-ESI-QTOF, UNKNOWN
unknown | unknown | lc | qtof | esi | unknown | UNKNOWN, LC-ESI-QTOF, UNKNOWN
unknown | unknown | lc | qtof | esi | unknown | UNKNOWN, LC-ESI-QTOF, UNKNOWN
unknown | unknown | lc | qtof | esi | unknown | UNKNOWN, LC-ESI-QTOF, UNKNOWN
unknown | unknown | lc | qtof | esi | unknown | UNKNOWN, LC-ESI-QTOF, UNKNOWN
unknown | unknown | lc | qtof | esi | unknown | UNKNOWN, LC-ESI-QTOF, UNKNOWN
unknown | unknown | lc | qtof | esi | unknown | UNKNOWN, LC-ESI-QTOF, UNKNOWN
unknown | unknown | lc | qtof | esi | unknown | UNKNOWN, LC-ESI-QTOF, UNKNOWN
unknown | unknown | lc | qtof | esi | unknown | UNKNOWN, LC-ESI-QTOF, UNKNOWN
unknown | unknown | lc | qtof | esi | unknown | UNKNOWN, LC-ESI-QTOF, UNKNOWN
unknown | unknown | lc | qtof | esi | unknown | UNKNOWN, LC-ESI-QTOF, UNKNOWN
unknown | unknown | lc | qtof | esi | unknown | UNKNOWN, LC-ESI-QTOF, UNKNOWN
unknown | unknown | lc | qtof | esi | unknown | UNKNOWN, LC-ESI-QTOF, UNKNOWN
unknown | unknown | lc | qtof | esi | unknown | UNKNOWN, LC-ESI-QTOF, UNKNOWN
unknown | unknown | lc | qtof | esi | unknown | UNKNOWN, LC-ESI-QTOF, UNKNOWN
unknown | unknown | lc | qtof | esi | unknown | UNKNOWN, LC-ESI-QTOF, UNKNOWN
unknown | unknown | lc | qtof | esi | unknown | UNKNOWN, LC-ESI-QTOF, UNKNOWN
unknown | unknown | lc | qtof | esi | unknown | UNKNOWN, LC-ESI-QTOF, UNKNOWN
unknown | unknown | lc | qtof | esi | unknown | UNKNOWN, LC-ESI-QTOF, UNKNOWN
unknown | unknown | lc | qtof | esi | unknown | UNKNOWN, LC-ESI-QTOF, UNKNOWN
unknown | unknown | lc | qtof | esi | unknown | UNKNOWN, LC-ESI-QTOF, UNKNOWN
unknown | unknown | lc | qtof | esi | unknown | UNKNOWN, LC-ESI-QTOF, UNKNOWN
unknown | unknown | lc | qtof | esi | unknown | UNKNOWN, LC-ESI-QTOF, UNKNOWN
unknown | unknown | lc | qtof | esi | unknown | UNKNOWN, LC-ESI-QTOF, UNKNOWN
unknown | unknown | ce | qtof | esi | unknown | UNKNOWN, CE-ESI-QTOF, UNKNOWN
unknown | unknown | lc | qtof | esi | unknown | UNKNOWN, LC-ESI-QTOF, UNKNOWN
unknown | unknown | lc | qtof | esi | unknown | UNKNOWN, LC-ESI-QTOF, UNKNOWN
agilent | unknown | lc | unknown | esi | unknown | Agilent instrument, LC-ESI-UNKNOWN, UNKNOWN
agilent | unknown | lc | unknown | esi | unknown | Agilent instrument, LC-ESI-UNKNOWN, UNKNOWN
agilent | unknown | lc | unknown | esi | unknown | Agilent instrument, LC-ESI-UNKNOWN, UNKNOWN
agilent | unknown | lc | unknown | esi | unknown | Agilent instrument, LC-ESI-UNKNOWN, UNKNOWN
agilent | unknown | lc | unknown | esi | unknown | Agilent instrument, LC-ESI-UNKNOWN, UNKNOWN
agilent | unknown | lc | unknown | esi | unknown | Agilent instrument, LC-ESI-UNKNOWN, UNKNOWN
agilent | unknown | lc | unknown | esi | unknown | Agilent instrument, LC-ESI-UNKNOWN, UNKNOWN
agilent | unknown | lc | unknown | esi | unknown | Agilent instrument, LC-ESI-UNKNOWN, UNKNOWN
agilent | unknown | lc | unknown | esi | unknown | Agilent instrument, LC-ESI-UNKNOWN, UNKNOWN
agilent | unknown | lc | unknown | esi | unknown | Agilent instrument, LC-ESI-UNKNOWN, UNKNOWN
unknown | unknown | lc | qit | esi | unknown | UNKNOWN, LC-ESI-QIT, UNKNOWN
unknown | unknown | lc | qit | esi | unknown | UNKNOWN, LC-ESI-QIT, UNKNOWN
unknown | unknown | lc | it | esi | unknown | UNKNOWN, LC-ESI-IT, UNKNOWN
unknown | unknown | lc | qit | esi | unknown | UNKNOWN, LC-ESI-QIT, UNKNOWN
unknown | unknown | lc | qtof | esi | unknown | UNKNOWN, LC-ESI-QTOF, UNKNOWN
unknown | unknown | lc | qtof | esi | unknown | UNKNOWN, LC-ESI-QTOF, UNKNOWN
agilent | unknown | lc | unknown | unknown | high | Agilent instrument, LC-UNKNOWN-UNKNOWN, HIGH
agilent | unknown | ce | unknown | unknown | high | Agilent instrument, CE-UNKNOWN-UNKNOWN, HIGH
agilent | unknown | lc | unknown | unknown | low | Agilent instrument, LC-UNKNOWN-UNKNOWN, LOW
agilent | unknown | lc | unknown | unknown | low | Agilent instrument, LC-UNKNOWN-UNKNOWN, LOW
agilent | unknown | lc | unknown | unknown | low | Agilent instrument, LC-UNKNOWN-UNKNOWN, LOW
agilent | unknown | lc | unknown | unknown | low | Agilent instrument, LC-UNKNOWN-UNKNOWN, LOW
agilent | unknown | lc | unknown | esi | unknown | Agilent instrument, LC-ESI-UNKNOWN, UNKNOWN
agilent | unknown | ce | unknown | esi | unknown | Agilent instrument, CE-ESI-UNKNOWN, UNKNOWN
agilent | unknown | lc | unknown | esi | unknown | Agilent instrument, LC-ESI-UNKNOWN, UNKNOWN
agilent | unknown | lc | unknown | esi | unknown | Agilent instrument, LC-ESI-UNKNOWN, UNKNOWN
agilent | unknown | lc | unknown | esi | unknown | Agilent instrument, LC-ESI-UNKNOWN, UNKNOWN
agilent | unknown | lc | unknown | esi | unknown | Agilent instrument, LC-ESI-UNKNOWN, UNKNOWN
agilent | unknown | lc | unknown | esi | unknown | Agilent instrument, LC-ESI-UNKNOWN, UNKNOWN
agilent | unknown | lc | unknown | esi | unknown | Agilent instrument, LC-ESI-UNKNOWN, UNKNOWN
agilent | unknown | lc | unknown | esi | unknown | Agilent instrument, LC-ESI-UNKNOWN, UNKNOWN
agilent | unknown | lc | unknown | esi | unknown | Agilent instrument, LC-ESI-UNKNOWN, UNKNOWN
agilent | unknown | lc | unknown | unknown | high | Agilent instrument, LC-UNKNOWN-UNKNOWN, HIGH
agilent | unknown | lc | unknown | unknown | high | Agilent instrument, LC-UNKNOWN-UNKNOWN, HIGH
agilent | unknown | lc | unknown | unknown | high | Agilent instrument, LC-UNKNOWN-UNKNOWN, HIGH
agilent | unknown | lc | unknown | unknown | high | Agilent instrument, LC-UNKNOWN-UNKNOWN, HIGH
agilent | unknown | lc | unknown | unknown | high | Agilent instrument, LC-UNKNOWN-UNKNOWN, HIGH
agilent | unknown | lc | unknown | unknown | high | Agilent instrument, LC-UNKNOWN-UNKNOWN, HIGH
agilent | unknown | lc | unknown | unknown | high | Agilent instrument, LC-UNKNOWN-UNKNOWN, HIGH
agilent | unknown | lc | unknown | unknown | high | Agilent instrument, LC-UNKNOWN-UNKNOWN, HIGH
agilent | unknown | lc | unknown | unknown | high | Agilent instrument, LC-UNKNOWN-UNKNOWN, HIGH
agilent | unknown | lc | unknown | unknown | high | Agilent instrument, LC-UNKNOWN-UNKNOWN, HIGH
agilent | unknown | lc | unknown | unknown | high | Agilent instrument, LC-UNKNOWN-UNKNOWN, HIGH
agilent | unknown | lc | unknown | unknown | high | Agilent instrument, LC-UNKNOWN-UNKNOWN, HIGH
agilent | unknown | lc | unknown | unknown | high | Agilent instrument, LC-UNKNOWN-UNKNOWN, HIGH
agilent | unknown | lc | unknown | unknown | high | Agilent instrument, LC-UNKNOWN-UNKNOWN, HIGH
agilent | unknown | lc | unknown | unknown | high | Agilent instrument, LC-UNKNOWN-UNKNOWN, HIGH
agilent | unknown | lc | unknown | unknown | high | Agilent instrument, LC-UNKNOWN-UNKNOWN, HIGH
agilent | unknown | lc | unknown | unknown | high | Agilent instrument, LC-UNKNOWN-UNKNOWN, HIGH
agilent | unknown | lc | unknown | unknown | high | Agilent instrument, LC-UNKNOWN-UNKNOWN, HIGH
agilent | unknown | lc | unknown | unknown | high | Agilent instrument, LC-UNKNOWN-UNKNOWN, HIGH
agilent | unknown | lc | unknown | unknown | high | Agilent instrument, LC-UNKNOWN-UNKNOWN, HIGH
agilent | unknown | lc | unknown | unknown | high | Agilent instrument, LC-UNKNOWN-UNKNOWN, HIGH
agilent | unknown | lc | unknown | unknown | high | Agilent instrument, LC-UNKNOWN-UNKNOWN, HIGH
agilent | unknown | lc | unknown | unknown | high | Agilent instrument, LC-UNKNOWN-UNKNOWN, HIGH
agilent | unknown | lc | unknown | unknown | high | Agilent instrument, LC-UNKNOWN-UNKNOWN, HIGH
agilent | unknown | lc | unknown | unknown | high | Agilent instrument, LC-UNKNOWN-UNKNOWN, HIGH
agilent | unknown | lc | unknown | unknown | high | Agilent instrument, LC-UNKNOWN-UNKNOWN, HIGH
agilent | unknown | lc | unknown | unknown | high | Agilent instrument, LC-UNKNOWN-UNKNOWN, HIGH
agilent | unknown | lc | unknown | unknown | high | Agilent instrument, LC-UNKNOWN-UNKNOWN, HIGH
agilent | unknown | lc | unknown | unknown | high | Agilent instrument, LC-UNKNOWN-UNKNOWN, HIGH
agilent | unknown | lc | unknown | unknown | high | Agilent instrument, LC-UNKNOWN-UNKNOWN, HIGH
agilent | unknown | lc | unknown | unknown | high | Agilent instrument, LC-UNKNOWN-UNKNOWN, HIGH
agilent | unknown | lc | unknown | unknown | high | Agilent instrument, LC-UNKNOWN-UNKNOWN, HIGH
agilent | unknown | lc | unknown | unknown | high | Agilent instrument, LC-UNKNOWN-UNKNOWN, HIGH
agilent | unknown | lc | unknown | unknown | high | Agilent instrument, LC-UNKNOWN-UNKNOWN, HIGH
agilent | unknown | lc | unknown | unknown | high | Agilent instrument, LC-UNKNOWN-UNKNOWN, HIGH
agilent | unknown | lc | unknown | unknown | high | Agilent instrument, LC-UNKNOWN-UNKNOWN, HIGH
agilent | unknown | lc | unknown | unknown | high | Agilent instrument, LC-UNKNOWN-UNKNOWN, HIGH
agilent | unknown | lc | unknown | unknown | high | Agilent instrument, LC-UNKNOWN-UNKNOWN, HIGH
agilent | unknown | lc | unknown | unknown | high | Agilent instrument, LC-UNKNOWN-UNKNOWN, HIGH
agilent | unknown | lc | unknown | unknown | high | Agilent instrument, LC-UNKNOWN-UNKNOWN, HIGH
agilent | unknown | lc | unknown | unknown | high | Agilent instrument, LC-UNKNOWN-UNKNOWN, HIGH
agilent | unknown | lc | unknown | unknown | high | Agilent instrument, LC-UNKNOWN-UNKNOWN, HIGH
agilent | unknown | lc | unknown | unknown | high | Agilent instrument, LC-UNKNOWN-UNKNOWN, HIGH
agilent | unknown | lc | unknown | unknown | high | Agilent instrument, LC-UNKNOWN-UNKNOWN, HIGH
agilent | unknown | lc | unknown | unknown | high | Agilent instrument, LC-UNKNOWN-UNKNOWN, HIGH
agilent | unknown | lc | unknown | unknown | high | Agilent instrument, LC-UNKNOWN-UNKNOWN, HIGH
agilent | unknown | lc | unknown | unknown | high | Agilent instrument, LC-UNKNOWN-UNKNOWN, HIGH
agilent | unknown | lc | unknown | unknown | high | Agilent instrument, LC-UNKNOWN-UNKNOWN, HIGH
agilent | unknown | lc | unknown | unknown | high | Agilent instrument, LC-UNKNOWN-UNKNOWN, HIGH
agilent | unknown | lc | unknown | unknown | high | Agilent instrument, LC-UNKNOWN-UNKNOWN, HIGH
agilent | unknown | lc | unknown | unknown | high | Agilent instrument, LC-UNKNOWN-UNKNOWN, HIGH
agilent | unknown | lc | unknown | unknown | high | Agilent instrument, LC-UNKNOWN-UNKNOWN, HIGH
agilent | unknown | lc | unknown | unknown | high | Agilent instrument, LC-UNKNOWN-UNKNOWN, HIGH
agilent | unknown | lc | unknown | unknown | high | Agilent instrument, LC-UNKNOWN-UNKNOWN, HIGH
agilent | unknown | lc | unknown | unknown | high | Agilent instrument, LC-UNKNOWN-UNKNOWN, HIGH
agilent | unknown | lc | unknown | unknown | high | Agilent instrument, LC-UNKNOWN-UNKNOWN, HIGH
agilent | unknown | lc | unknown | unknown | high | Agilent instrument, LC-UNKNOWN-UNKNOWN, HIGH
agilent | unknown | lc | unknown | unknown | high | Agilent instrument, LC-UNKNOWN-UNKNOWN, HIGH
agilent | unknown | lc | unknown | unknown | high | Agilent instrument, LC-UNKNOWN-UNKNOWN, HIGH
agilent | unknown | lc | unknown | unknown | high | Agilent instrument, LC-UNKNOWN-UNKNOWN, HIGH
agilent | unknown | lc | unknown | unknown | high | Agilent instrument, LC-UNKNOWN-UNKNOWN, HIGH
agilent | unknown | lc | unknown | unknown | high | Agilent instrument, LC-UNKNOWN-UNKNOWN, HIGH
agilent | unknown | lc | unknown | unknown | high | Agilent instrument, LC-UNKNOWN-UNKNOWN, HIGH
agilent | unknown | lc | unknown | unknown | high | Agilent instrument, LC-UNKNOWN-UNKNOWN, HIGH
agilent | unknown | lc | unknown | unknown | high | Agilent instrument, LC-UNKNOWN-UNKNOWN, HIGH
agilent | unknown | lc | unknown | unknown | high | Agilent instrument, LC-UNKNOWN-UNKNOWN, HIGH
agilent | unknown | lc | unknown | unknown | high | Agilent instrument, LC-UNKNOWN-UNKNOWN, HIGH
agilent | unknown | lc | unknown | unknown | high | Agilent instrument, LC-UNKNOWN-UNKNOWN, HIGH
agilent | unknown | lc | unknown | unknown | high | Agilent instrument, LC-UNKNOWN-UNKNOWN, HIGH
agilent | unknown | lc | unknown | unknown | high | Agilent instrument, LC-UNKNOWN-UNKNOWN, HIGH
agilent | unknown | lc | unknown | unknown | high | Agilent instrument, LC-UNKNOWN-UNKNOWN, HIGH
agilent | unknown | lc | unknown | unknown | high | Agilent instrument, LC-UNKNOWN-UNKNOWN, HIGH
agilent | unknown | lc | unknown | unknown | high | Agilent instrument, LC-UNKNOWN-UNKNOWN, HIGH
agilent | unknown | lc | unknown | unknown | high | Agilent instrument, LC-UNKNOWN-UNKNOWN, HIGH
agilent | unknown | lc | unknown | unknown | high | Agilent instrument, LC-UNKNOWN-UNKNOWN, HIGH
agilent | unknown | lc | unknown | unknown | high | Agilent instrument, LC-UNKNOWN-UNKNOWN, HIGH
agilent | unknown | lc | unknown | unknown | high | Agilent instrument, LC-UNKNOWN-UNKNOWN, HIGH
agilent | unknown | lc | unknown | unknown | high | Agilent instrument, LC-UNKNOWN-UNKNOWN, HIGH
agilent | unknown | lc | unknown | unknown | high | Agilent instrument, LC-UNKNOWN-UNKNOWN, HIGH
agilent | unknown | lc | unknown | unknown | high | Agilent instrument, LC-UNKNOWN-UNKNOWN, HIGH
agilent | unknown | lc | unknown | unknown | high | Agilent instrument, LC-UNKNOWN-UNKNOWN, HIGH
agilent | unknown | lc | unknown | unknown | high | Agilent instrument, LC-UNKNOWN-UNKNOWN, HIGH
agilent | unknown | lc | unknown | unknown | high | Agilent instrument, LC-UNKNOWN-UNKNOWN, HIGH
agilent | unknown | lc | unknown | unknown | high | Agilent instrument, LC-UNKNOWN-UNKNOWN, HIGH
agilent | unknown | lc | unknown | unknown | high | Agilent instrument, LC-UNKNOWN-UNKNOWN, HIGH
agilent | unknown | lc | unknown | unknown | high | Agilent instrument, LC-UNKNOWN-UNKNOWN, HIGH
agilent | unknown | lc | unknown | unknown | high | Agilent instrument, LC-UNKNOWN-UNKNOWN, HIGH
agilent | unknown | lc | unknown | unknown | high | Agilent instrument, LC-UNKNOWN-UNKNOWN, HIGH
agilent | unknown | lc | unknown | unknown | high | Agilent instrument, LC-UNKNOWN-UNKNOWN, HIGH
agilent | unknown | lc | unknown | unknown | high | Agilent instrument, LC-UNKNOWN-UNKNOWN, HIGH
agilent | unknown | lc | unknown | unknown | high | Agilent instrument, LC-UNKNOWN-UNKNOWN, HIGH
agilent | unknown | lc | unknown | unknown | high | Agilent instrument, LC-UNKNOWN-UNKNOWN, HIGH
agilent | unknown | lc | unknown | unknown | high | Agilent instrument, LC-UNKNOWN-UNKNOWN, HIGH
agilent | unknown | lc | unknown | unknown | high | Agilent instrument, LC-UNKNOWN-UNKNOWN, HIGH
agilent | unknown | lc | unknown | unknown | high | Agilent instrument, LC-UNKNOWN-UNKNOWN, HIGH
agilent | unknown | lc | unknown | unknown | high | Agilent instrument, LC-UNKNOWN-UNKNOWN, HIGH
agilent | unknown | lc | unknown | unknown | high | Agilent instrument, LC-UNKNOWN-UNKNOWN, HIGH
agilent | unknown | lc | unknown | unknown | high | Agilent instrument, LC-UNKNOWN-UNKNOWN, HIGH
agilent | unknown | lc | unknown | unknown | high | Agilent instrument, LC-UNKNOWN-UNKNOWN, HIGH
agilent | unknown | lc | unknown | unknown | high | Agilent instrument, LC-UNKNOWN-UNKNOWN, HIGH
agilent | unknown | lc | unknown | unknown | high | Agilent instrument, LC-UNKNOWN-UNKNOWN, HIGH
agilent | unknown | lc | unknown | unknown | high | Agilent instrument, LC-UNKNOWN-UNKNOWN, HIGH
agilent | unknown | lc | unknown | unknown | high | Agilent instrument, LC-UNKNOWN-UNKNOWN, HIGH
agilent | unknown | lc | unknown | unknown | high | Agilent instrument, LC-UNKNOWN-UNKNOWN, HIGH
agilent | unknown | lc | unknown | unknown | high | Agilent instrument, LC-UNKNOWN-UNKNOWN, HIGH
agilent | unknown | lc | unknown | unknown | high | Agilent instrument, LC-UNKNOWN-UNKNOWN, HIGH
agilent | unknown | lc | unknown | unknown | high | Agilent instrument, LC-UNKNOWN-UNKNOWN, HIGH
agilent | unknown | lc | unknown | unknown | high | Agilent instrument, LC-UNKNOWN-UNKNOWN, HIGH
agilent | unknown | lc | unknown | unknown | high | Agilent instrument, LC-UNKNOWN-UNKNOWN, HIGH
agilent | unknown | lc | unknown | unknown | high | Agilent instrument, LC-UNKNOWN-UNKNOWN, HIGH
agilent | unknown | lc | unknown | unknown | high | Agilent instrument, LC-UNKNOWN-UNKNOWN, HIGH
agilent | unknown | lc | unknown | unknown | high | Agilent instrument, LC-UNKNOWN-UNKNOWN, HIGH
agilent | unknown | lc | unknown | unknown | high | Agilent instrument, LC-UNKNOWN-UNKNOWN, HIGH
agilent | unknown | lc | unknown | unknown | high | Agilent instrument, LC-UNKNOWN-UNKNOWN, HIGH
agilent | unknown | lc | unknown | unknown | high | Agilent instrument, LC-UNKNOWN-UNKNOWN, HIGH
agilent | unknown | lc | unknown | unknown | high | Agilent instrument, LC-UNKNOWN-UNKNOWN, HIGH
agilent | unknown | lc | unknown | unknown | high | Agilent instrument, LC-UNKNOWN-UNKNOWN, HIGH
agilent | unknown | lc | unknown | unknown | high | Agilent instrument, LC-UNKNOWN-UNKNOWN, HIGH
agilent | unknown | lc | unknown | unknown | high | Agilent instrument, LC-UNKNOWN-UNKNOWN, HIGH
agilent | unknown | lc | unknown | unknown | high | Agilent instrument, LC-UNKNOWN-UNKNOWN, HIGH
agilent | unknown | lc | unknown | unknown | high | Agilent instrument, LC-UNKNOWN-UNKNOWN, HIGH
agilent | unknown | unknown | unknown | esi | high | Agilent instrument, LC-ESI-UNKNOWN, HIGH
agilent | unknown | lc | unknown | unknown | high | Agilent instrument, LC-UNKNOWN-UNKNOWN, HIGH
agilent | unknown | lc | unknown | unknown | high | Agilent instrument, LC-UNKNOWN-UNKNOWN, HIGH
agilent | unknown | lc | unknown | unknown | high | Agilent instrument, LC-UNKNOWN-UNKNOWN, HIGH
agilent | unknown | lc | unknown | unknown | high | Agilent instrument, LC-UNKNOWN-UNKNOWN, HIGH
agilent | unknown | lc | unknown | unknown | high | Agilent instrument, LC-UNKNOWN-UNKNOWN, HIGH
agilent | unknown | lc | unknown | unknown | high | Agilent instrument, LC-UNKNOWN-UNKNOWN, HIGH
agilent | unknown | lc | unknown | unknown | high | Agilent instrument, LC-UNKNOWN-UNKNOWN, HIGH
agilent | unknown | lc | unknown | unknown | high | Agilent instrument, LC-UNKNOWN-UNKNOWN, HIGH
agilent | unknown | lc | unknown | unknown | high | Agilent instrument, LC-UNKNOWN-UNKNOWN, HIGH
agilent | unknown | lc | unknown | unknown | high | Agilent instrument, LC-UNKNOWN-UNKNOWN, HIGH
agilent | unknown | lc | unknown | unknown | high | Agilent instrument, LC-UNKNOWN-UNKNOWN, HIGH
agilent | unknown | lc | unknown | unknown | high | Agilent instrument, LC-UNKNOWN-UNKNOWN, HIGH
agilent | unknown | lc | unknown | unknown | high | Agilent instrument, LC-UNKNOWN-UNKNOWN, HIGH
agilent | unknown | lc | unknown | unknown | high | Agilent instrument, LC-UNKNOWN-UNKNOWN, HIGH
agilent | unknown | lc | unknown | unknown | high | Agilent instrument, LC-UNKNOWN-UNKNOWN, HIGH
agilent | unknown | lc | unknown | unknown | high | Agilent instrument, LC-UNKNOWN-UNKNOWN, HIGH
agilent | unknown | lc | unknown | unknown | high | Agilent instrument, LC-UNKNOWN-UNKNOWN, HIGH
agilent | unknown | lc | unknown | unknown | high | Agilent instrument, LC-UNKNOWN-UNKNOWN, HIGH
agilent | unknown | lc | unknown | unknown | high | Agilent instrument, LC-UNKNOWN-UNKNOWN, HIGH
agilent | unknown | lc | unknown | unknown | high | Agilent instrument, LC-UNKNOWN-UNKNOWN, HIGH
agilent | unknown | lc | unknown | unknown | high | Agilent instrument, LC-UNKNOWN-UNKNOWN, HIGH
agilent | unknown | lc | unknown | unknown | high | Agilent instrument, LC-UNKNOWN-UNKNOWN, HIGH
agilent | unknown | unknown | qtof | esi | unknown | Agilent instrument, LC-ESI-QTOF, UNKNOWN
agilent | unknown | unknown | qtof | esi | unknown | Agilent instrument, LC-ESI-QTOF, UNKNOWN
agilent | unknown | unknown | qtof | esi | unknown | Agilent instrument, LC-ESI-QTOF, UNKNOWN
agilent | unknown | unknown | qtof | esi | unknown | Agilent instrument, LC-ESI-QTOF, UNKNOWN
agilent | unknown | unknown | qtof | esi | unknown | Agilent instrument, LC-ESI-QTOF, UNKNOWN
agilent | unknown | unknown | qit | esi | unknown | Agilent instrument, LC-ESI-QIT, UNKNOWN
agilent | unknown | unknown | qit | esi | unknown | Agilent instrument, LC-ESI-QIT, UNKNOWN
agilent | unknown | unknown | it | esi | unknown | Agilent instrument, LC-ESI-IT, UNKNOWN
agilent | unknown | unknown | qit | esi | unknown | Agilent instrument, LC-ESI-QIT, UNKNOWN
agilent | unknown | lc | unknown | unknown | high | Agilent instrument, LC-UNKNOWN-UNKNOWN, HIGH
agilent | unknown | ce | unknown | unknown | high | Agilent instrument, CE-UNKNOWN-UNKNOWN, HIGH
agilent | unknown | lc | unknown | unknown | low | Agilent instrument, LC-UNKNOWN-UNKNOWN, LOW
agilent | unknown | lc | unknown | unknown | high | Agilent instrument, LC-UNKNOWN-UNKNOWN, HIGH
agilent | unknown | lc | unknown | unknown | high | Agilent instrument, LC-UNKNOWN-UNKNOWN, HIGH
agilent | unknown | lc | unknown | unknown | high | Agilent instrument, LC-UNKNOWN-UNKNOWN, HIGH
agilent | unknown | lc | unknown | unknown | high | Agilent instrument, LC-UNKNOWN-UNKNOWN, HIGH
agilent | unknown | unknown | qtof | esi | unknown | Agilent instrument, LC-ESI-QTOF, UNKNOWN
agilent | unknown | unknown | qtof | esi | unknown | Agilent instrument, LC-ESI-QTOF, UNKNOWN
agilent | unknown | unknown | qtof | esi | unknown | Agilent instrument, LC-ESI-QTOF, UNKNOWN
agilent | unknown | unknown | qtof | esi | unknown | Agilent instrument, LC-ESI-QTOF, UNKNOWN
agilent | unknown | unknown | qtof | esi | unknown | Agilent instrument, LC-ESI-QTOF, UNKNOWN
agilent | unknown | unknown | qtof | esi | unknown | Agilent instrument, LC-ESI-QTOF, UNKNOWN
agilent | unknown | unknown | qtof | esi | unknown | Agilent instrument, LC-ESI-QTOF, UNKNOWN
agilent | unknown | unknown | qtof | esi | unknown | Agilent instrument, LC-ESI-QTOF, UNKNOWN
agilent | unknown | unknown | qtof | esi | unknown | Agilent instrument, LC-ESI-QTOF, UNKNOWN
agilent | unknown | unknown | qtof | esi | unknown | Agilent instrument, LC-ESI-QTOF, UNKNOWN
agilent | unknown | unknown | qtof | esi | unknown | Agilent instrument, LC-ESI-QTOF, UNKNOWN
agilent | unknown | unknown | qtof | esi | unknown | Agilent instrument, LC-ESI-QTOF, UNKNOWN
agilent | unknown | unknown | qtof | esi | unknown | Agilent instrument, LC-ESI-QTOF, UNKNOWN
agilent | unknown | unknown | qtof | esi | unknown | Agilent instrument, LC-ESI-QTOF, UNKNOWN
agilent | unknown | unknown | qtof | esi | unknown | Agilent instrument, LC-ESI-QTOF, UNKNOWN
agilent | unknown | unknown | qtof | esi | unknown | Agilent instrument, LC-ESI-QTOF, UNKNOWN
agilent | unknown | unknown | qtof | esi | unknown | Agilent instrument, LC-ESI-QTOF, UNKNOWN
agilent | unknown | unknown | qtof | esi | unknown | Agilent instrument, LC-ESI-QTOF, UNKNOWN
agilent | unknown | unknown | qtof | esi | unknown | Agilent instrument, LC-ESI-QTOF, UNKNOWN
agilent | unknown | unknown | qtof | esi | unknown | Agilent instrument, LC-ESI-QTOF, UNKNOWN
agilent | unknown | unknown | qtof | esi | unknown | Agilent instrument, LC-ESI-QTOF, UNKNOWN
agilent | unknown | unknown | qtof | esi | unknown | Agilent instrument, LC-ESI-QTOF, UNKNOWN
agilent | unknown | unknown | qtof | esi | unknown | Agilent instrument, LC-ESI-QTOF, UNKNOWN
agilent | unknown | unknown | qtof | esi | unknown | Agilent instrument, LC-ESI-QTOF, UNKNOWN
agilent | unknown | unknown | qtof | esi | unknown | Agilent instrument, LC-ESI-QTOF, UNKNOWN
agilent | unknown | unknown | qtof | esi | unknown | Agilent instrument, LC-ESI-QTOF, UNKNOWN
agilent | unknown | unknown | qtof | esi | unknown | Agilent instrument, LC-ESI-QTOF, UNKNOWN
agilent | unknown | unknown | qtof | esi | unknown | Agilent instrument, LC-ESI-QTOF, UNKNOWN
agilent | unknown | unknown | qtof | esi | unknown | Agilent instrument, LC-ESI-QTOF, UNKNOWN
agilent | unknown | unknown | qtof | esi | unknown | Agilent instrument, LC-ESI-QTOF, UNKNOWN
agilent | unknown | unknown | qtof | esi | unknown | Agilent instrument, LC-ESI-QTOF, UNKNOWN
agilent | unknown | unknown | qtof | esi | unknown | Agilent instrument, LC-ESI-QTOF, UNKNOWN
agilent | unknown | unknown | qtof | esi | unknown | Agilent instrument, LC-ESI-QTOF, UNKNOWN
agilent | unknown | unknown | qtof | esi | unknown | Agilent instrument, LC-ESI-QTOF, UNKNOWN
agilent | unknown | unknown | qtof | esi | unknown | Agilent instrument, LC-ESI-QTOF, UNKNOWN
agilent | unknown | unknown | qtof | esi | unknown | Agilent instrument, LC-ESI-QTOF, UNKNOWN
agilent | unknown | unknown | qtof | esi | unknown | Agilent instrument, LC-ESI-QTOF, UNKNOWN
agilent | unknown | unknown | qtof | esi | unknown | Agilent instrument, LC-ESI-QTOF, UNKNOWN
agilent | unknown | unknown | qtof | esi | unknown | Agilent instrument, LC-ESI-QTOF, UNKNOWN
agilent | unknown | unknown | qtof | esi | unknown | Agilent instrument, LC-ESI-QTOF, UNKNOWN
agilent | unknown | unknown | qtof | esi | unknown | Agilent instrument, LC-ESI-QTOF, UNKNOWN
agilent | unknown | unknown | qtof | esi | unknown | Agilent instrument, LC-ESI-QTOF, UNKNOWN
agilent | unknown | unknown | qtof | esi | unknown | Agilent instrument, LC-ESI-QTOF, UNKNOWN
agilent | unknown | unknown | qtof | esi | unknown | Agilent instrument, LC-ESI-QTOF, UNKNOWN
agilent | unknown | unknown | qtof | esi | unknown | Agilent instrument, LC-ESI-QTOF, UNKNOWN
agilent | unknown | unknown | qtof | esi | unknown | Agilent instrument, LC-ESI-QTOF, UNKNOWN
agilent | unknown | unknown | qtof | esi | unknown | Agilent instrument, LC-ESI-QTOF, UNKNOWN
agilent | unknown | unknown | qtof | esi | unknown | Agilent instrument, LC-ESI-QTOF, UNKNOWN
agilent | unknown | unknown | qtof | esi | unknown | Agilent instrument, LC-ESI-QTOF, UNKNOWN
agilent | unknown | unknown | qtof | esi | unknown | Agilent instrument, LC-ESI-QTOF, UNKNOWN
agilent | unknown | unknown | qtof | esi | unknown | Agilent instrument, LC-ESI-QTOF, UNKNOWN
agilent | unknown | unknown | qtof | esi | unknown | Agilent instrument, LC-ESI-QTOF, UNKNOWN
agilent | unknown | unknown | qtof | esi | unknown | Agilent instrument, LC-ESI-QTOF, UNKNOWN
agilent | unknown | unknown | qtof | esi | unknown | Agilent instrument, LC-ESI-QTOF, UNKNOWN
agilent | unknown | unknown | qtof | esi | unknown | Agilent instrument, LC-ESI-QTOF, UNKNOWN
agilent | unknown | unknown | qtof | esi | unknown | Agilent instrument, LC-ESI-QTOF, UNKNOWN
agilent | unknown | unknown | qtof | esi | unknown | Agilent instrument, LC-ESI-QTOF, UNKNOWN
agilent | unknown | unknown | qtof | esi | unknown | Agilent instrument, LC-ESI-QTOF, UNKNOWN
agilent | unknown | unknown | qtof | esi | unknown | Agilent instrument, LC-ESI-QTOF, UNKNOWN
agilent | unknown | unknown | qtof | esi | unknown | Agilent instrument, LC-ESI-QTOF, UNKNOWN
agilent | unknown | unknown | qtof | esi | unknown | Agilent instrument, LC-ESI-QTOF, UNKNOWN
agilent | unknown | unknown | qtof | esi | unknown | Agilent instrument, LC-ESI-QTOF, UNKNOWN
agilent | unknown | unknown | qtof | esi | unknown | Agilent instrument, LC-ESI-QTOF, UNKNOWN
agilent | unknown | unknown | qtof | esi | unknown | Agilent instrument, LC-ESI-QTOF, UNKNOWN
agilent | unknown | unknown | qtof | esi | unknown | Agilent instrument, LC-ESI-QTOF, UNKNOWN
agilent | unknown | unknown | qtof | esi | unknown | Agilent instrument, LC-ESI-QTOF, UNKNOWN
agilent | unknown | unknown | qtof | esi | unknown | Agilent instrument, LC-ESI-QTOF, UNKNOWN
agilent | unknown | unknown | qtof | esi | unknown | Agilent instrument, LC-ESI-QTOF, UNKNOWN
agilent | unknown | unknown | qtof | esi | unknown | Agilent instrument, LC-ESI-QTOF, UNKNOWN
agilent | unknown | unknown | qtof | esi | unknown | Agilent instrument, LC-ESI-QTOF, UNKNOWN
agilent | unknown | unknown | qtof | esi | unknown | Agilent instrument, LC-ESI-QTOF, UNKNOWN
agilent | unknown | unknown | qtof | esi | unknown | Agilent instrument, LC-ESI-QTOF, UNKNOWN
agilent | unknown | unknown | qtof | esi | unknown | Agilent instrument, LC-ESI-QTOF, UNKNOWN
agilent | unknown | unknown | qtof | esi | unknown | Agilent instrument, LC-ESI-QTOF, UNKNOWN
agilent | unknown | unknown | qtof | esi | unknown | Agilent instrument, LC-ESI-QTOF, UNKNOWN
agilent | unknown | unknown | qtof | esi | unknown | Agilent instrument, LC-ESI-QTOF, UNKNOWN
agilent | unknown | unknown | qtof | esi | unknown | Agilent instrument, LC-ESI-QTOF, UNKNOWN
agilent | unknown | unknown | qtof | esi | unknown | Agilent instrument, LC-ESI-QTOF, UNKNOWN
agilent | unknown | unknown | qtof | esi | unknown | Agilent instrument, LC-ESI-QTOF, UNKNOWN
agilent | unknown | unknown | qtof | esi | unknown | Agilent instrument, LC-ESI-QTOF, UNKNOWN
agilent | unknown | unknown | qtof | esi | unknown | Agilent instrument, LC-ESI-QTOF, UNKNOWN
agilent | unknown | unknown | qtof | esi | unknown | Agilent instrument, LC-ESI-QTOF, UNKNOWN
agilent | unknown | unknown | qtof | esi | unknown | Agilent instrument, LC-ESI-QTOF, UNKNOWN
agilent | unknown | unknown | qtof | esi | unknown | Agilent instrument, LC-ESI-QTOF, UNKNOWN
agilent | unknown | unknown | qtof | esi | unknown | Agilent instrument, LC-ESI-QTOF, UNKNOWN
agilent | unknown | unknown | qtof | esi | unknown | Agilent instrument, LC-ESI-QTOF, UNKNOWN
agilent | unknown | unknown | qtof | esi | unknown | Agilent instrument, LC-ESI-QTOF, UNKNOWN
agilent | unknown | unknown | qtof | esi | unknown | Agilent instrument, LC-ESI-QTOF, UNKNOWN
agilent | unknown | unknown | qtof | esi | unknown | Agilent instrument, LC-ESI-QTOF, UNKNOWN
agilent | unknown | unknown | qtof | esi | unknown | Agilent instrument, LC-ESI-QTOF, UNKNOWN
agilent | unknown | unknown | qtof | esi | unknown | Agilent instrument, LC-ESI-QTOF, UNKNOWN
agilent | unknown | unknown | qtof | esi | unknown | Agilent instrument, LC-ESI-QTOF, UNKNOWN
agilent | unknown | unknown | qtof | esi | unknown | Agilent instrument, LC-ESI-QTOF, UNKNOWN
agilent | unknown | unknown | qtof | esi | unknown | Agilent instrument, LC-ESI-QTOF, UNKNOWN
agilent | unknown | unknown | qtof | esi | unknown | Agilent instrument, LC-ESI-QTOF, UNKNOWN
agilent | unknown | unknown | qtof | esi | unknown | Agilent instrument, LC-ESI-QTOF, UNKNOWN
agilent | unknown | unknown | qtof | esi | unknown | Agilent instrument, LC-ESI-QTOF, UNKNOWN
agilent | unknown | unknown | qtof | esi | unknown | Agilent instrument, LC-ESI-QTOF, UNKNOWN
agilent | unknown | unknown | qtof | esi | unknown | Agilent instrument, LC-ESI-QTOF, UNKNOWN
agilent | unknown | unknown | qtof | esi | unknown | Agilent instrument, LC-ESI-QTOF, UNKNOWN
agilent | unknown | unknown | qtof | esi | unknown | Agilent instrument, LC-ESI-QTOF, UNKNOWN
agilent | unknown | unknown | qtof | esi | unknown | Agilent instrument, LC-ESI-QTOF, UNKNOWN
agilent | unknown | unknown | qtof | esi | unknown | Agilent instrument, LC-ESI-QTOF, UNKNOWN
agilent | unknown | unknown | qtof | esi | unknown | Agilent instrument, LC-ESI-QTOF, UNKNOWN
agilent | unknown | unknown | qtof | esi | unknown | Agilent instrument, LC-ESI-QTOF, UNKNOWN
agilent | unknown | unknown | qtof | esi | unknown | Agilent instrument, LC-ESI-QTOF, UNKNOWN
agilent | unknown | unknown | qtof | esi | unknown | Agilent instrument, LC-ESI-QTOF, UNKNOWN
agilent | unknown | unknown | qtof | esi | unknown | Agilent instrument, LC-ESI-QTOF, UNKNOWN
agilent | unknown | unknown | qtof | esi | unknown | Agilent instrument, LC-ESI-QTOF, UNKNOWN
agilent | unknown | unknown | qtof | esi | unknown | Agilent instrument, LC-ESI-QTOF, UNKNOWN
agilent | unknown | unknown | qtof | esi | unknown | Agilent instrument, LC-ESI-QTOF, UNKNOWN
agilent | unknown | unknown | qtof | esi | unknown | Agilent instrument, LC-ESI-QTOF, UNKNOWN
agilent | unknown | unknown | qtof | esi | unknown | Agilent instrument, LC-ESI-QTOF, UNKNOWN
agilent | unknown | unknown | qtof | esi | unknown | Agilent instrument, LC-ESI-QTOF, UNKNOWN
agilent | unknown | unknown | qtof | esi | unknown | Agilent instrument, LC-ESI-QTOF, UNKNOWN
agilent | unknown | unknown | qtof | esi | unknown | Agilent instrument, LC-ESI-QTOF, UNKNOWN
agilent | unknown | unknown | qtof | esi | unknown | Agilent instrument, LC-ESI-QTOF, UNKNOWN
agilent | unknown | unknown | qtof | esi | unknown | Agilent instrument, LC-ESI-QTOF, UNKNOWN
agilent | unknown | unknown | qtof | esi | unknown | Agilent instrument, LC-ESI-QTOF, UNKNOWN
agilent | unknown | unknown | qtof | esi | unknown | Agilent instrument, LC-ESI-QTOF, UNKNOWN
agilent | unknown | unknown | unknown | esi | low | Agilent instrument, LC-ESI-UNKNOWN, LOW
agilent | unknown | unknown | qtof | esi | unknown | Agilent instrument, LC-ESI-QTOF, UNKNOWN
agilent | unknown | unknown | qtof | esi | unknown | Agilent instrument, LC-ESI-QTOF, UNKNOWN
agilent | unknown | unknown | qtof | esi | unknown | Agilent instrument, LC-ESI-QTOF, UNKNOWN
agilent | unknown | unknown | qtof | esi | unknown | Agilent instrument, LC-ESI-QTOF, UNKNOWN
agilent | unknown | unknown | qtof | esi | unknown | Agilent instrument, LC-ESI-QTOF, UNKNOWN
agilent | unknown | unknown | qtof | esi | unknown | Agilent instrument, LC-ESI-QTOF, UNKNOWN
agilent | unknown | unknown | qtof | esi | unknown | Agilent instrument, LC-ESI-QTOF, UNKNOWN
agilent | unknown | unknown | qtof | esi | unknown | Agilent instrument, LC-ESI-QTOF, UNKNOWN
agilent | unknown | unknown | qtof | esi | unknown | Agilent instrument, LC-ESI-QTOF, UNKNOWN
agilent | unknown | unknown | qtof | esi | unknown | Agilent instrument, LC-ESI-QTOF, UNKNOWN
agilent | unknown | unknown | qtof | esi | unknown | Agilent instrument, LC-ESI-QTOF, UNKNOWN
agilent | unknown | unknown | qtof | esi | unknown | Agilent instrument, LC-ESI-QTOF, UNKNOWN
agilent | unknown | unknown | qtof | esi | unknown | Agilent instrument, LC-ESI-QTOF, UNKNOWN
agilent | unknown | unknown | qtof | esi | unknown | Agilent instrument, LC-ESI-QTOF, UNKNOWN
agilent | unknown | unknown | qtof | esi | unknown | Agilent instrument, LC-ESI-QTOF, UNKNOWN
agilent | unknown | unknown | qtof | esi | unknown | Agilent instrument, LC-ESI-QTOF, UNKNOWN
agilent | unknown | unknown | qtof | esi | unknown | Agilent instrument, LC-ESI-QTOF, UNKNOWN
agilent | unknown | unknown | qtof | esi | unknown | Agilent instrument, LC-ESI-QTOF, UNKNOWN
agilent | unknown | unknown | qtof | esi | unknown | Agilent instrument, LC-ESI-QTOF, UNKNOWN
agilent | unknown | unknown | qtof | esi | unknown | Agilent instrument, LC-ESI-QTOF, UNKNOWN
agilent | unknown | unknown | qtof | esi | unknown | Agilent instrument, LC-ESI-QTOF, UNKNOWN
agilent | unknown | unknown | qtof | esi | unknown | Agilent instrument, LC-ESI-QTOF, UNKNOWN
agilent | unknown | unknown | qtof | esi | unknown | Agilent instrument, LC-ESI-QTOF, UNKNOWN
agilent | unknown | unknown | qtof | unknown | high | Agilent instrument, UNKNOWN-UNKNOWN-QTOF, HIGH
agilent | unknown | unknown | qtof | unknown | high | Agilent instrument, UNKNOWN-UNKNOWN-QTOF, HIGH
agilent | unknown | unknown | qtof | unknown | high | Agilent instrument, UNKNOWN-UNKNOWN-QTOF, HIGH
agilent | unknown | unknown | qtof | unknown | high | Agilent instrument, UNKNOWN-UNKNOWN-QTOF, HIGH
agilent | unknown | unknown | qtof | unknown | high | Agilent instrument, UNKNOWN-UNKNOWN-QTOF, HIGH
agilent | unknown | unknown | qtof | unknown | high | Agilent instrument, UNKNOWN-UNKNOWN-QTOF, HIGH
agilent | unknown | unknown | qtof | unknown | high | Agilent instrument, UNKNOWN-UNKNOWN-QTOF, HIGH
agilent | unknown | unknown | qtof | unknown | high | Agilent instrument, UNKNOWN-UNKNOWN-QTOF, HIGH
agilent | unknown | unknown | qit | unknown | low | Agilent instrument, UNKNOWN-UNKNOWN-QIT, LOW
agilent | unknown | unknown | qit | unknown | low | Agilent instrument, UNKNOWN-UNKNOWN-QIT, LOW
agilent | unknown | unknown | it | unknown | low | Agilent instrument, UNKNOWN-UNKNOWN-IT, LOW
agilent | unknown | unknown | qit | unknown | low | Agilent instrument, UNKNOWN-UNKNOWN-QIT, LOW
agilent | unknown | unknown | tof | esi | unknown | Agilent instrument, LC-ESI-TOF, UNKNOWN
agilent | unknown | unknown | tof | esi | unknown | Agilent instrument, LC-ESI-TOF, UNKNOWN
agilent | unknown | unknown | qqq | esi | unknown | Agilent instrument, LC-ESI-QQQ, UNKNOWN
agilent | unknown | unknown | qtof | esi | unknown | Agilent instrument, LC-ESI-QTOF, UNKNOWN
agilent | unknown | unknown | qtof | unknown | high | Agilent instrument, UNKNOWN-UNKNOWN-QTOF, HIGH
agilent | unknown | unknown | qtof | unknown | high | Agilent instrument, UNKNOWN-UNKNOWN-QTOF, HIGH
agilent | unknown | unknown | qtof | unknown | high | Agilent instrument, UNKNOWN-UNKNOWN-QTOF, HIGH
agilent | unknown | unknown | qtof | unknown | high | Agilent instrument, UNKNOWN-UNKNOWN-QTOF, HIGH
agilent | unknown | unknown | qtof | unknown | high | Agilent instrument, UNKNOWN-UNKNOWN-QTOF, HIGH
agilent | unknown | unknown | qtof | unknown | high | Agilent instrument, UNKNOWN-UNKNOWN-QTOF, HIGH
agilent | unknown | unknown | qtof | unknown | high | Agilent instrument, UNKNOWN-UNKNOWN-QTOF, HIGH
agilent | unknown | unknown | qtof | unknown | high | Agilent instrument, UNKNOWN-UNKNOWN-QTOF, HIGH
agilent | unknown | unknown | qtof | unknown | high | Agilent instrument, UNKNOWN-UNKNOWN-QTOF, HIGH
agilent | unknown | unknown | qtof | unknown | high | Agilent instrument, UNKNOWN-UNKNOWN-QTOF, HIGH
agilent | unknown | unknown | qtof | unknown | high | Agilent instrument, UNKNOWN-UNKNOWN-QTOF, HIGH
agilent | unknown | unknown | qtof | unknown | high | Agilent instrument, UNKNOWN-UNKNOWN-QTOF, HIGH
agilent | unknown | unknown | qtof | unknown | high | Agilent instrument, UNKNOWN-UNKNOWN-QTOF, HIGH
agilent | unknown | unknown | qtof | unknown | high | Agilent instrument, UNKNOWN-UNKNOWN-QTOF, HIGH
agilent | unknown | unknown | qtof | unknown | high | Agilent instrument, UNKNOWN-UNKNOWN-QTOF, HIGH
agilent | unknown | unknown | qtof | unknown | high | Agilent instrument, UNKNOWN-UNKNOWN-QTOF, HIGH
agilent | unknown | unknown | qtof | unknown | high | Agilent instrument, UNKNOWN-UNKNOWN-QTOF, HIGH
agilent | unknown | unknown | qtof | unknown | high | Agilent instrument, UNKNOWN-UNKNOWN-QTOF, HIGH
agilent | unknown | unknown | qtof | unknown | high | Agilent instrument, UNKNOWN-UNKNOWN-QTOF, HIGH
agilent | unknown | unknown | qtof | unknown | high | Agilent instrument, UNKNOWN-UNKNOWN-QTOF, HIGH
agilent | unknown | unknown | qtof | unknown | high | Agilent instrument, UNKNOWN-UNKNOWN-QTOF, HIGH
agilent | unknown | unknown | qtof | unknown | high | Agilent instrument, UNKNOWN-UNKNOWN-QTOF, HIGH
agilent | unknown | unknown | qtof | unknown | high | Agilent instrument, UNKNOWN-UNKNOWN-QTOF, HIGH
agilent | unknown | unknown | qtof | unknown | high | Agilent instrument, UNKNOWN-UNKNOWN-QTOF, HIGH
agilent | unknown | unknown | qtof | unknown | high | Agilent instrument, UNKNOWN-UNKNOWN-QTOF, HIGH
agilent | unknown | unknown | qtof | unknown | high | Agilent instrument, UNKNOWN-UNKNOWN-QTOF, HIGH
agilent | unknown | unknown | qtof | unknown | high | Agilent instrument, UNKNOWN-UNKNOWN-QTOF, HIGH
agilent | unknown | unknown | qtof | unknown | high | Agilent instrument, UNKNOWN-UNKNOWN-QTOF, HIGH
agilent | unknown | unknown | qtof | unknown | high | Agilent instrument, UNKNOWN-UNKNOWN-QTOF, HIGH
agilent | unknown | unknown | qtof | unknown | high | Agilent instrument, UNKNOWN-UNKNOWN-QTOF, HIGH
agilent | unknown | unknown | qtof | unknown | high | Agilent instrument, UNKNOWN-UNKNOWN-QTOF, HIGH
agilent | unknown | unknown | qtof | unknown | high | Agilent instrument, UNKNOWN-UNKNOWN-QTOF, HIGH
agilent | unknown | unknown | qtof | unknown | high | Agilent instrument, UNKNOWN-UNKNOWN-QTOF, HIGH
agilent | unknown | unknown | qtof | unknown | high | Agilent instrument, UNKNOWN-UNKNOWN-QTOF, HIGH
agilent | unknown | unknown | qtof | unknown | high | Agilent instrument, UNKNOWN-UNKNOWN-QTOF, HIGH
agilent | unknown | unknown | qtof | unknown | high | Agilent instrument, UNKNOWN-UNKNOWN-QTOF, HIGH
agilent | unknown | unknown | qtof | unknown | high | Agilent instrument, UNKNOWN-UNKNOWN-QTOF, HIGH
agilent | unknown | unknown | qtof | unknown | high | Agilent instrument, UNKNOWN-UNKNOWN-QTOF, HIGH
agilent | unknown | unknown | qtof | unknown | high | Agilent instrument, UNKNOWN-UNKNOWN-QTOF, HIGH
agilent | unknown | unknown | qtof | unknown | high | Agilent instrument, UNKNOWN-UNKNOWN-QTOF, HIGH
agilent | unknown | unknown | qtof | unknown | high | Agilent instrument, UNKNOWN-UNKNOWN-QTOF, HIGH
agilent | unknown | unknown | qtof | unknown | high | Agilent instrument, UNKNOWN-UNKNOWN-QTOF, HIGH
agilent | unknown | unknown | qtof | unknown | high | Agilent instrument, UNKNOWN-UNKNOWN-QTOF, HIGH
agilent | unknown | unknown | qtof | unknown | high | Agilent instrument, UNKNOWN-UNKNOWN-QTOF, HIGH
agilent | unknown | unknown | qtof | unknown | high | Agilent instrument, UNKNOWN-UNKNOWN-QTOF, HIGH
agilent | unknown | unknown | qtof | unknown | high | Agilent instrument, UNKNOWN-UNKNOWN-QTOF, HIGH
agilent | unknown | unknown | qtof | unknown | high | Agilent instrument, UNKNOWN-UNKNOWN-QTOF, HIGH
agilent | unknown | unknown | qtof | unknown | high | Agilent instrument, UNKNOWN-UNKNOWN-QTOF, HIGH
agilent | unknown | unknown | qtof | unknown | high | Agilent instrument, UNKNOWN-UNKNOWN-QTOF, HIGH
agilent | unknown | unknown | qtof | unknown | high | Agilent instrument, UNKNOWN-UNKNOWN-QTOF, HIGH
agilent | unknown | unknown | qtof | unknown | high | Agilent instrument, UNKNOWN-UNKNOWN-QTOF, HIGH
agilent | unknown | unknown | qtof | unknown | high | Agilent instrument, UNKNOWN-UNKNOWN-QTOF, HIGH
agilent | unknown | unknown | qtof | unknown | high | Agilent instrument, UNKNOWN-UNKNOWN-QTOF, HIGH
agilent | unknown | unknown | qtof | unknown | high | Agilent instrument, UNKNOWN-UNKNOWN-QTOF, HIGH
agilent | unknown | unknown | qtof | unknown | high | Agilent instrument, UNKNOWN-UNKNOWN-QTOF, HIGH
agilent | unknown | unknown | qtof | unknown | high | Agilent instrument, UNKNOWN-UNKNOWN-QTOF, HIGH
agilent | unknown | unknown | qtof | unknown | high | Agilent instrument, UNKNOWN-UNKNOWN-QTOF, HIGH
agilent | unknown | unknown | qtof | unknown | high | Agilent instrument, UNKNOWN-UNKNOWN-QTOF, HIGH
agilent | unknown | unknown | qtof | unknown | high | Agilent instrument, UNKNOWN-UNKNOWN-QTOF, HIGH
agilent | unknown | unknown | qtof | unknown | high | Agilent instrument, UNKNOWN-UNKNOWN-QTOF, HIGH
agilent | unknown | unknown | qtof | unknown | high | Agilent instrument, UNKNOWN-UNKNOWN-QTOF, HIGH
agilent | unknown | unknown | qtof | unknown | high | Agilent instrument, UNKNOWN-UNKNOWN-QTOF, HIGH
agilent | unknown | unknown | qtof | unknown | high | Agilent instrument, UNKNOWN-UNKNOWN-QTOF, HIGH
agilent | unknown | unknown | qtof | unknown | high | Agilent instrument, UNKNOWN-UNKNOWN-QTOF, HIGH
agilent | unknown | unknown | qtof | unknown | high | Agilent instrument, UNKNOWN-UNKNOWN-QTOF, HIGH
agilent | unknown | unknown | qtof | unknown | high | Agilent instrument, UNKNOWN-UNKNOWN-QTOF, HIGH
agilent | unknown | unknown | qtof | unknown | high | Agilent instrument, UNKNOWN-UNKNOWN-QTOF, HIGH
agilent | unknown | unknown | qtof | unknown | high | Agilent instrument, UNKNOWN-UNKNOWN-QTOF, HIGH
agilent | unknown | unknown | qtof | unknown | high | Agilent instrument, UNKNOWN-UNKNOWN-QTOF, HIGH
agilent | unknown | unknown | qtof | unknown | high | Agilent instrument, UNKNOWN-UNKNOWN-QTOF, HIGH
agilent | unknown | unknown | qtof | unknown | high | Agilent instrument, UNKNOWN-UNKNOWN-QTOF, HIGH
agilent | unknown | unknown | qtof | unknown | high | Agilent instrument, UNKNOWN-UNKNOWN-QTOF, HIGH
agilent | unknown | unknown | qtof | unknown | high | Agilent instrument, UNKNOWN-UNKNOWN-QTOF, HIGH
agilent | unknown | unknown | qtof | unknown | high | Agilent instrument, UNKNOWN-UNKNOWN-QTOF, HIGH
agilent | unknown | unknown | qtof | unknown | high | Agilent instrument, UNKNOWN-UNKNOWN-QTOF, HIGH
agilent | unknown | unknown | qtof | unknown | high | Agilent instrument, UNKNOWN-UNKNOWN-QTOF, HIGH
agilent | unknown | unknown | qtof | unknown | high | Agilent instrument, UNKNOWN-UNKNOWN-QTOF, HIGH
agilent | unknown | unknown | qtof | unknown | high | Agilent instrument, UNKNOWN-UNKNOWN-QTOF, HIGH
agilent | unknown | unknown | qtof | unknown | high | Agilent instrument, UNKNOWN-UNKNOWN-QTOF, HIGH
agilent | unknown | unknown | qtof | unknown | high | Agilent instrument, UNKNOWN-UNKNOWN-QTOF, HIGH
agilent | unknown | unknown | qtof | unknown | high | Agilent instrument, UNKNOWN-UNKNOWN-QTOF, HIGH
agilent | unknown | unknown | qtof | unknown | high | Agilent instrument, UNKNOWN-UNKNOWN-QTOF, HIGH
agilent | unknown | unknown | qtof | unknown | high | Agilent instrument, UNKNOWN-UNKNOWN-QTOF, HIGH
agilent | unknown | unknown | qtof | unknown | high | Agilent instrument, UNKNOWN-UNKNOWN-QTOF, HIGH
agilent | unknown | unknown | qtof | unknown | high | Agilent instrument, UNKNOWN-UNKNOWN-QTOF, HIGH
agilent | unknown | unknown | qtof | unknown | high | Agilent instrument, UNKNOWN-UNKNOWN-QTOF, HIGH
agilent | unknown | unknown | qtof | unknown | high | Agilent instrument, UNKNOWN-UNKNOWN-QTOF, HIGH
agilent | unknown | unknown | qtof | unknown | high | Agilent instrument, UNKNOWN-UNKNOWN-QTOF, HIGH
agilent | unknown | unknown | qtof | unknown | high | Agilent instrument, UNKNOWN-UNKNOWN-QTOF, HIGH
agilent | unknown | unknown | qtof | unknown | high | Agilent instrument, UNKNOWN-UNKNOWN-QTOF, HIGH
agilent | unknown | unknown | qtof | unknown | high | Agilent instrument, UNKNOWN-UNKNOWN-QTOF, HIGH
agilent | unknown | unknown | qtof | unknown | high | Agilent instrument, UNKNOWN-UNKNOWN-QTOF, HIGH
agilent | unknown | unknown | qtof | unknown | high | Agilent instrument, UNKNOWN-UNKNOWN-QTOF, HIGH
agilent | unknown | unknown | qtof | unknown | high | Agilent instrument, UNKNOWN-UNKNOWN-QTOF, HIGH
agilent | unknown | unknown | qtof | unknown | high | Agilent instrument, UNKNOWN-UNKNOWN-QTOF, HIGH
agilent | unknown | unknown | qtof | unknown | high | Agilent instrument, UNKNOWN-UNKNOWN-QTOF, HIGH
agilent | unknown | unknown | qtof | unknown | high | Agilent instrument, UNKNOWN-UNKNOWN-QTOF, HIGH
agilent | unknown | unknown | qtof | unknown | high | Agilent instrument, UNKNOWN-UNKNOWN-QTOF, HIGH
agilent | unknown | unknown | qtof | unknown | high | Agilent instrument, UNKNOWN-UNKNOWN-QTOF, HIGH
agilent | unknown | unknown | qtof | unknown | high | Agilent instrument, UNKNOWN-UNKNOWN-QTOF, HIGH
agilent | unknown | unknown | qtof | unknown | high | Agilent instrument, UNKNOWN-UNKNOWN-QTOF, HIGH
agilent | unknown | unknown | qtof | unknown | high | Agilent instrument, UNKNOWN-UNKNOWN-QTOF, HIGH
agilent | unknown | unknown | qtof | unknown | high | Agilent instrument, UNKNOWN-UNKNOWN-QTOF, HIGH
agilent | unknown | unknown | qtof | unknown | high | Agilent instrument, UNKNOWN-UNKNOWN-QTOF, HIGH
agilent | unknown | unknown | qtof | unknown | high | Agilent instrument, UNKNOWN-UNKNOWN-QTOF, HIGH
agilent | unknown | unknown | qtof | unknown | high | Agilent instrument, UNKNOWN-UNKNOWN-QTOF, HIGH
agilent | unknown | unknown | qtof | unknown | high | Agilent instrument, UNKNOWN-UNKNOWN-QTOF, HIGH
agilent | unknown | unknown | qtof | unknown | high | Agilent instrument, UNKNOWN-UNKNOWN-QTOF, HIGH
agilent | unknown | unknown | qtof | unknown | high | Agilent instrument, UNKNOWN-UNKNOWN-QTOF, HIGH
agilent | unknown | unknown | qtof | unknown | high | Agilent instrument, UNKNOWN-UNKNOWN-QTOF, HIGH
agilent | unknown | unknown | qtof | unknown | high | Agilent instrument, UNKNOWN-UNKNOWN-QTOF, HIGH
agilent | unknown | unknown | qtof | unknown | high | Agilent instrument, UNKNOWN-UNKNOWN-QTOF, HIGH
agilent | unknown | unknown | qtof | unknown | high | Agilent instrument, UNKNOWN-UNKNOWN-QTOF, HIGH
agilent | unknown | unknown | qtof | unknown | high | Agilent instrument, UNKNOWN-UNKNOWN-QTOF, HIGH
agilent | unknown | unknown | qtof | unknown | high | Agilent instrument, UNKNOWN-UNKNOWN-QTOF, HIGH
agilent | unknown | unknown | qtof | unknown | high | Agilent instrument, UNKNOWN-UNKNOWN-QTOF, HIGH
agilent | unknown | unknown | qtof | unknown | high | Agilent instrument, UNKNOWN-UNKNOWN-QTOF, HIGH
agilent | unknown | unknown | qtof | unknown | high | Agilent instrument, UNKNOWN-UNKNOWN-QTOF, HIGH
agilent | unknown | unknown | qtof | unknown | high | Agilent instrument, UNKNOWN-UNKNOWN-QTOF, HIGH
agilent | unknown | unknown | unknown | esi | high | Agilent instrument, LC-ESI-UNKNOWN, HIGH
agilent | unknown | unknown | qtof | unknown | high | Agilent instrument, UNKNOWN-UNKNOWN-QTOF, HIGH
agilent | unknown | unknown | qtof | unknown | high | Agilent instrument, UNKNOWN-UNKNOWN-QTOF, HIGH
agilent | unknown | unknown | qtof | unknown | high | Agilent instrument, UNKNOWN-UNKNOWN-QTOF, HIGH
agilent | unknown | unknown | qtof | unknown | high | Agilent instrument, UNKNOWN-UNKNOWN-QTOF, HIGH
agilent | unknown | unknown | qtof | unknown | high | Agilent instrument, UNKNOWN-UNKNOWN-QTOF, HIGH
agilent | unknown | unknown | qtof | unknown | high | Agilent instrument, UNKNOWN-UNKNOWN-QTOF, HIGH
agilent | unknown | unknown | qtof | unknown | high | Agilent instrument, UNKNOWN-UNKNOWN-QTOF, HIGH
agilent | unknown | unknown | qtof | unknown | high | Agilent instrument, UNKNOWN-UNKNOWN-QTOF, HIGH
agilent | unknown | unknown | tof | unknown | high | Agilent instrument, UNKNOWN-UNKNOWN-TOF, HIGH
agilent | unknown | unknown | qqq | unknown | low | Agilent instrument, UNKNOWN-UNKNOWN-QQQ, LOW
agilent | unknown | unknown | qtof | unknown | high | Agilent instrument, UNKNOWN-UNKNOWN-QTOF, HIGH
agilent | unknown | unknown | qtof | unknown | high | Agilent instrument, UNKNOWN-UNKNOWN-QTOF, HIGH
agilent | unknown | unknown | qtof | unknown | high | Agilent instrument, UNKNOWN-UNKNOWN-QTOF, HIGH
agilent | unknown | unknown | qtof | unknown | high | Agilent instrument, UNKNOWN-UNKNOWN-QTOF, HIGH
agilent | unknown | unknown | qtof | unknown | high | Agilent instrument, UNKNOWN-UNKNOWN-QTOF, HIGH
agilent | unknown | unknown | qtof | unknown | high | Agilent instrument, UNKNOWN-UNKNOWN-QTOF, HIGH
agilent | unknown | unknown | qtof | unknown | high | Agilent instrument, UNKNOWN-UNKNOWN-QTOF, HIGH
agilent | unknown | unknown | qtof | unknown | high | Agilent instrument, UNKNOWN-UNKNOWN-QTOF, HIGH
agilent | unknown | unknown | qtof | unknown | high | Agilent instrument, UNKNOWN-UNKNOWN-QTOF, HIGH
agilent | unknown | unknown | qtof | unknown | high | Agilent instrument, UNKNOWN-UNKNOWN-QTOF, HIGH
agilent | unknown | unknown | qtof | unknown | high | Agilent instrument, UNKNOWN-UNKNOWN-QTOF, HIGH
agilent | unknown | unknown | qtof | unknown | high | Agilent instrument, UNKNOWN-UNKNOWN-QTOF, HIGH
agilent | unknown | unknown | qtof | unknown | high | Agilent instrument, UNKNOWN-UNKNOWN-QTOF, HIGH
agilent | unknown | unknown | qtof | unknown | high | Agilent instrument, UNKNOWN-UNKNOWN-QTOF, HIGH
agilent | unknown | unknown | unknown | esi | high | Agilent instrument, LC-ESI-UNKNOWN, HIGH
agilent | unknown | unknown | unknown | esi | high | Agilent instrument, LC-ESI-UNKNOWN, HIGH
agilent | unknown | unknown | unknown | esi | high | Agilent instrument, LC-ESI-UNKNOWN, HIGH
agilent | unknown | unknown | unknown | esi | high | Agilent instrument, LC-ESI-UNKNOWN, HIGH
agilent | unknown | unknown | unknown | esi | high | Agilent instrument, LC-ESI-UNKNOWN, HIGH
agilent | unknown | unknown | unknown | esi | high | Agilent instrument, LC-ESI-UNKNOWN, HIGH
agilent | unknown | unknown | unknown | esi | high | Agilent instrument, LC-ESI-UNKNOWN, HIGH
agilent | unknown | unknown | unknown | esi | high | Agilent instrument, LC-ESI-UNKNOWN, HIGH
agilent | unknown | unknown | unknown | esi | high | Agilent instrument, LC-ESI-UNKNOWN, HIGH
agilent | unknown | unknown | unknown | esi | high | Agilent instrument, LC-ESI-UNKNOWN, HIGH
agilent | unknown | unknown | unknown | esi | high | Agilent instrument, LC-ESI-UNKNOWN, HIGH
agilent | unknown | unknown | unknown | esi | low | Agilent instrument, LC-ESI-UNKNOWN, LOW
agilent | unknown | unknown | unknown | esi | low | Agilent instrument, LC-ESI-UNKNOWN, LOW
agilent | unknown | unknown | unknown | esi | low | Agilent instrument, LC-ESI-UNKNOWN, LOW
agilent | unknown | unknown | unknown | esi | low | Agilent instrument, LC-ESI-UNKNOWN, LOW
agilent | unknown | unknown | tof | unknown | high | Agilent instrument, UNKNOWN-UNKNOWN-TOF, HIGH
agilent | unknown | unknown | unknown | esi | high | Agilent instrument, LC-ESI-UNKNOWN, HIGH
agilent | unknown | unknown | unknown | esi | high | Agilent instrument, LC-ESI-UNKNOWN, HIGH
agilent | unknown | unknown | unknown | esi | high | Agilent instrument, LC-ESI-UNKNOWN, HIGH
agilent | unknown | unknown | unknown | esi | high | Agilent instrument, LC-ESI-UNKNOWN, HIGH
agilent | unknown | unknown | unknown | esi | high | Agilent instrument, LC-ESI-UNKNOWN, HIGH
agilent | unknown | unknown | unknown | esi | high | Agilent instrument, LC-ESI-UNKNOWN, HIGH
agilent | unknown | unknown | unknown | esi | high | Agilent instrument, LC-ESI-UNKNOWN, HIGH
agilent | unknown | unknown | unknown | esi | high | Agilent instrument, LC-ESI-UNKNOWN, HIGH
agilent | unknown | unknown | unknown | esi | high | Agilent instrument, LC-ESI-UNKNOWN, HIGH
agilent | unknown | unknown | unknown | esi | high | Agilent instrument, LC-ESI-UNKNOWN, HIGH
agilent | unknown | unknown | unknown | esi | high | Agilent instrument, LC-ESI-UNKNOWN, HIGH
agilent | unknown | unknown | unknown | esi | high | Agilent instrument, LC-ESI-UNKNOWN, HIGH
agilent | unknown | unknown | unknown | esi | high | Agilent instrument, LC-ESI-UNKNOWN, HIGH
agilent | unknown | unknown | unknown | esi | high | Agilent instrument, LC-ESI-UNKNOWN, HIGH
agilent | unknown | unknown | unknown | esi | high | Agilent instrument, LC-ESI-UNKNOWN, HIGH
agilent | unknown | unknown | unknown | esi | high | Agilent instrument, LC-ESI-UNKNOWN, HIGH
agilent | unknown | unknown | unknown | esi | high | Agilent instrument, LC-ESI-UNKNOWN, HIGH
agilent | unknown | unknown | unknown | esi | high | Agilent instrument, LC-ESI-UNKNOWN, HIGH
agilent | unknown | unknown | unknown | esi | high | Agilent instrument, LC-ESI-UNKNOWN, HIGH
agilent | unknown | unknown | unknown | esi | high | Agilent instrument, LC-ESI-UNKNOWN, HIGH
agilent | unknown | unknown | unknown | esi | high | Agilent instrument, LC-ESI-UNKNOWN, HIGH
agilent | unknown | unknown | unknown | esi | high | Agilent instrument, LC-ESI-UNKNOWN, HIGH
agilent | unknown | unknown | unknown | esi | high | Agilent instrument, LC-ESI-UNKNOWN, HIGH
agilent | unknown | unknown | unknown | esi | high | Agilent instrument, LC-ESI-UNKNOWN, HIGH
agilent | unknown | unknown | unknown | esi | high | Agilent instrument, LC-ESI-UNKNOWN, HIGH
agilent | unknown | unknown | unknown | esi | high | Agilent instrument, LC-ESI-UNKNOWN, HIGH
agilent | unknown | unknown | unknown | esi | high | Agilent instrument, LC-ESI-UNKNOWN, HIGH
agilent | unknown | unknown | unknown | esi | high | Agilent instrument, LC-ESI-UNKNOWN, HIGH
agilent | unknown | unknown | unknown | esi | high | Agilent instrument, LC-ESI-UNKNOWN, HIGH
agilent | unknown | unknown | unknown | esi | high | Agilent instrument, LC-ESI-UNKNOWN, HIGH
agilent | unknown | unknown | unknown | esi | high | Agilent instrument, LC-ESI-UNKNOWN, HIGH
agilent | unknown | unknown | unknown | esi | high | Agilent instrument, LC-ESI-UNKNOWN, HIGH
agilent | unknown | unknown | unknown | esi | high | Agilent instrument, LC-ESI-UNKNOWN, HIGH
agilent | unknown | unknown | unknown | esi | high | Agilent instrument, LC-ESI-UNKNOWN, HIGH
agilent | unknown | unknown | unknown | esi | high | Agilent instrument, LC-ESI-UNKNOWN, HIGH
agilent | unknown | unknown | unknown | esi | high | Agilent instrument, LC-ESI-UNKNOWN, HIGH
agilent | unknown | unknown | unknown | esi | high | Agilent instrument, LC-ESI-UNKNOWN, HIGH
agilent | unknown | unknown | unknown | esi | high | Agilent instrument, LC-ESI-UNKNOWN, HIGH
agilent | unknown | unknown | unknown | esi | high | Agilent instrument, LC-ESI-UNKNOWN, HIGH
agilent | unknown | unknown | unknown | esi | high | Agilent instrument, LC-ESI-UNKNOWN, HIGH
agilent | unknown | unknown | unknown | esi | high | Agilent instrument, LC-ESI-UNKNOWN, HIGH
agilent | unknown | unknown | unknown | esi | high | Agilent instrument, LC-ESI-UNKNOWN, HIGH
agilent | unknown | unknown | unknown | esi | high | Agilent instrument, LC-ESI-UNKNOWN, HIGH
agilent | unknown | unknown | unknown | esi | high | Agilent instrument, LC-ESI-UNKNOWN, HIGH
agilent | unknown | unknown | unknown | esi | high | Agilent instrument, LC-ESI-UNKNOWN, HIGH
agilent | unknown | unknown | unknown | esi | high | Agilent instrument, LC-ESI-UNKNOWN, HIGH
agilent | unknown | unknown | unknown | esi | high | Agilent instrument, LC-ESI-UNKNOWN, HIGH
agilent | unknown | unknown | unknown | esi | high | Agilent instrument, LC-ESI-UNKNOWN, HIGH
agilent | unknown | unknown | unknown | esi | high | Agilent instrument, LC-ESI-UNKNOWN, HIGH
agilent | unknown | unknown | unknown | esi | high | Agilent instrument, LC-ESI-UNKNOWN, HIGH
agilent | unknown | unknown | unknown | esi | high | Agilent instrument, LC-ESI-UNKNOWN, HIGH
agilent | unknown | unknown | unknown | esi | high | Agilent instrument, LC-ESI-UNKNOWN, HIGH
agilent | unknown | unknown | unknown | esi | high | Agilent instrument, LC-ESI-UNKNOWN, HIGH
agilent | unknown | unknown | unknown | esi | high | Agilent instrument, LC-ESI-UNKNOWN, HIGH
agilent | unknown | unknown | unknown | esi | high | Agilent instrument, LC-ESI-UNKNOWN, HIGH
agilent | unknown | unknown | unknown | esi | high | Agilent instrument, LC-ESI-UNKNOWN, HIGH
agilent | unknown | unknown | unknown | esi | high | Agilent instrument, LC-ESI-UNKNOWN, HIGH
agilent | unknown | unknown | unknown | esi | high | Agilent instrument, LC-ESI-UNKNOWN, HIGH
agilent | unknown | unknown | unknown | esi | high | Agilent instrument, LC-ESI-UNKNOWN, HIGH
agilent | unknown | unknown | unknown | esi | high | Agilent instrument, LC-ESI-UNKNOWN, HIGH
agilent | unknown | unknown | unknown | esi | high | Agilent instrument, LC-ESI-UNKNOWN, HIGH
agilent | unknown | unknown | unknown | esi | high | Agilent instrument, LC-ESI-UNKNOWN, HIGH
agilent | unknown | unknown | unknown | esi | high | Agilent instrument, LC-ESI-UNKNOWN, HIGH
agilent | unknown | unknown | unknown | esi | high | Agilent instrument, LC-ESI-UNKNOWN, HIGH
agilent | unknown | unknown | unknown | esi | high | Agilent instrument, LC-ESI-UNKNOWN, HIGH
agilent | unknown | unknown | unknown | esi | high | Agilent instrument, LC-ESI-UNKNOWN, HIGH
agilent | unknown | unknown | unknown | esi | high | Agilent instrument, LC-ESI-UNKNOWN, HIGH
agilent | unknown | unknown | unknown | esi | high | Agilent instrument, LC-ESI-UNKNOWN, HIGH
agilent | unknown | unknown | unknown | esi | high | Agilent instrument, LC-ESI-UNKNOWN, HIGH
agilent | unknown | unknown | unknown | esi | high | Agilent instrument, LC-ESI-UNKNOWN, HIGH
agilent | unknown | unknown | unknown | esi | high | Agilent instrument, LC-ESI-UNKNOWN, HIGH
agilent | unknown | unknown | unknown | esi | high | Agilent instrument, LC-ESI-UNKNOWN, HIGH
agilent | unknown | unknown | unknown | esi | high | Agilent instrument, LC-ESI-UNKNOWN, HIGH
agilent | unknown | unknown | unknown | esi | high | Agilent instrument, LC-ESI-UNKNOWN, HIGH
agilent | unknown | unknown | unknown | esi | high | Agilent instrument, LC-ESI-UNKNOWN, HIGH
agilent | unknown | unknown | unknown | esi | high | Agilent instrument, LC-ESI-UNKNOWN, HIGH
agilent | unknown | unknown | unknown | esi | high | Agilent instrument, LC-ESI-UNKNOWN, HIGH
agilent | unknown | unknown | unknown | esi | high | Agilent instrument, LC-ESI-UNKNOWN, HIGH
agilent | unknown | unknown | unknown | esi | high | Agilent instrument, LC-ESI-UNKNOWN, HIGH
agilent | unknown | unknown | unknown | esi | high | Agilent instrument, LC-ESI-UNKNOWN, HIGH
agilent | unknown | unknown | unknown | esi | high | Agilent instrument, LC-ESI-UNKNOWN, HIGH
agilent | unknown | unknown | unknown | esi | high | Agilent instrument, LC-ESI-UNKNOWN, HIGH
agilent | unknown | unknown | unknown | esi | high | Agilent instrument, LC-ESI-UNKNOWN, HIGH
agilent | unknown | unknown | unknown | esi | high | Agilent instrument, LC-ESI-UNKNOWN, HIGH
agilent | unknown | unknown | unknown | esi | high | Agilent instrument, LC-ESI-UNKNOWN, HIGH
agilent | unknown | unknown | unknown | esi | high | Agilent instrument, LC-ESI-UNKNOWN, HIGH
agilent | unknown | unknown | unknown | esi | high | Agilent instrument, LC-ESI-UNKNOWN, HIGH
agilent | unknown | unknown | unknown | esi | high | Agilent instrument, LC-ESI-UNKNOWN, HIGH
agilent | unknown | unknown | unknown | esi | high | Agilent instrument, LC-ESI-UNKNOWN, HIGH
agilent | unknown | unknown | unknown | esi | high | Agilent instrument, LC-ESI-UNKNOWN, HIGH
agilent | unknown | unknown | unknown | esi | high | Agilent instrument, LC-ESI-UNKNOWN, HIGH
agilent | unknown | unknown | unknown | esi | high | Agilent instrument, LC-ESI-UNKNOWN, HIGH
agilent | unknown | unknown | unknown | esi | high | Agilent instrument, LC-ESI-UNKNOWN, HIGH
agilent | unknown | unknown | unknown | esi | high | Agilent instrument, LC-ESI-UNKNOWN, HIGH
agilent | unknown | unknown | unknown | esi | high | Agilent instrument, LC-ESI-UNKNOWN, HIGH
agilent | unknown | unknown | unknown | esi | high | Agilent instrument, LC-ESI-UNKNOWN, HIGH
agilent | unknown | unknown | unknown | esi | high | Agilent instrument, LC-ESI-UNKNOWN, HIGH
agilent | unknown | unknown | unknown | esi | high | Agilent instrument, LC-ESI-UNKNOWN, HIGH
agilent | unknown | unknown | unknown | esi | high | Agilent instrument, LC-ESI-UNKNOWN, HIGH
agilent | unknown | unknown | unknown | esi | high | Agilent instrument, LC-ESI-UNKNOWN, HIGH
agilent | unknown | unknown | unknown | esi | high | Agilent instrument, LC-ESI-UNKNOWN, HIGH
agilent | unknown | unknown | unknown | esi | high | Agilent instrument, LC-ESI-UNKNOWN, HIGH
agilent | unknown | unknown | unknown | esi | high | Agilent instrument, LC-ESI-UNKNOWN, HIGH
agilent | unknown | unknown | unknown | esi | high | Agilent instrument, LC-ESI-UNKNOWN, HIGH
agilent | unknown | unknown | unknown | esi | high | Agilent instrument, LC-ESI-UNKNOWN, HIGH
agilent | unknown | unknown | unknown | esi | high | Agilent instrument, LC-ESI-UNKNOWN, HIGH
agilent | unknown | unknown | unknown | esi | high | Agilent instrument, LC-ESI-UNKNOWN, HIGH
agilent | unknown | unknown | unknown | esi | high | Agilent instrument, LC-ESI-UNKNOWN, HIGH
agilent | unknown | unknown | unknown | esi | high | Agilent instrument, LC-ESI-UNKNOWN, HIGH
agilent | unknown | unknown | unknown | esi | high | Agilent instrument, LC-ESI-UNKNOWN, HIGH
agilent | unknown | unknown | unknown | esi | high | Agilent instrument, LC-ESI-UNKNOWN, HIGH
agilent | unknown | unknown | unknown | esi | high | Agilent instrument, LC-ESI-UNKNOWN, HIGH
agilent | unknown | unknown | unknown | esi | high | Agilent instrument, LC-ESI-UNKNOWN, HIGH
agilent | unknown | unknown | unknown | esi | high | Agilent instrument, LC-ESI-UNKNOWN, HIGH
agilent | unknown | unknown | unknown | esi | high | Agilent instrument, LC-ESI-UNKNOWN, HIGH
agilent | unknown | unknown | unknown | esi | high | Agilent instrument, LC-ESI-UNKNOWN, HIGH
agilent | unknown | unknown | unknown | esi | high | Agilent instrument, LC-ESI-UNKNOWN, HIGH
agilent | unknown | unknown | unknown | esi | high | Agilent instrument, LC-ESI-UNKNOWN, HIGH
agilent | unknown | unknown | unknown | esi | high | Agilent instrument, LC-ESI-UNKNOWN, HIGH
agilent | unknown | unknown | unknown | esi | high | Agilent instrument, LC-ESI-UNKNOWN, HIGH
agilent | unknown | unknown | unknown | esi | high | Agilent instrument, LC-ESI-UNKNOWN, HIGH
agilent | unknown | unknown | unknown | esi | high | Agilent instrument, LC-ESI-UNKNOWN, HIGH
agilent | unknown | unknown | unknown | esi | high | Agilent instrument, LC-ESI-UNKNOWN, HIGH
agilent | unknown | unknown | unknown | esi | high | Agilent instrument, LC-ESI-UNKNOWN, HIGH
agilent | unknown | unknown | unknown | esi | high | Agilent instrument, LC-ESI-UNKNOWN, HIGH
agilent | unknown | unknown | unknown | esi | high | Agilent instrument, LC-ESI-UNKNOWN, HIGH
agilent | unknown | unknown | unknown | esi | high | Agilent instrument, LC-ESI-UNKNOWN, HIGH
agilent | unknown | unknown | unknown | esi | high | Agilent instrument, LC-ESI-UNKNOWN, HIGH
agilent | unknown | unknown | unknown | esi | high | Agilent instrument, LC-ESI-UNKNOWN, HIGH
agilent | unknown | unknown | unknown | unknown | unknown | Agilent instrument, UNKNOWN, UNKNOWN
agilent | unknown | unknown | unknown | unknown | unknown | Agilent instrument, UNKNOWN, UNKNOWN
agilent | unknown | unknown | unknown | unknown | unknown | Agilent instrument, UNKNOWN, UNKNOWN
agilent | unknown | unknown | unknown | unknown | unknown | Agilent instrument, UNKNOWN, UNKNOWN
agilent | unknown | unknown | unknown | unknown | unknown | Agilent instrument, UNKNOWN, UNKNOWN
agilent | unknown | unknown | unknown | unknown | unknown | Agilent instrument, UNKNOWN, UNKNOWN
agilent | unknown | unknown | unknown | unknown | unknown | Agilent instrument, UNKNOWN, UNKNOWN
agilent | unknown | unknown | unknown | unknown | unknown | Agilent instrument, UNKNOWN, UNKNOWN
agilent | unknown | unknown | unknown | unknown | unknown | Agilent instrument, UNKNOWN, UNKNOWN
agilent | unknown | unknown | unknown | unknown | unknown | Agilent instrument, UNKNOWN, UNKNOWN
agilent | unknown | unknown | unknown | unknown | unknown | Agilent instrument, UNKNOWN, UNKNOWN
agilent | unknown | unknown | unknown | unknown | unknown | Agilent instrument, UNKNOWN, UNKNOWN
agilent | unknown | unknown | unknown | unknown | unknown | Agilent instrument, UNKNOWN, UNKNOWN
agilent | unknown | unknown | unknown | unknown | unknown | Agilent instrument, UNKNOWN, UNKNOWN
agilent | unknown | unknown | unknown | unknown | unknown | Agilent instrument, UNKNOWN, UNKNOWN
agilent | unknown | unknown | unknown | unknown | unknown | Agilent instrument, UNKNOWN, UNKNOWN
agilent | unknown | unknown | unknown | unknown | unknown | Agilent instrument, UNKNOWN, UNKNOWN
agilent | unknown | unknown | unknown | unknown | unknown | Agilent instrument, UNKNOWN, UNKNOWN
agilent | unknown | unknown | unknown | unknown | unknown | Agilent instrument, UNKNOWN, UNKNOWN
agilent | unknown | unknown | unknown | unknown | unknown | Agilent instrument, UNKNOWN, UNKNOWN
agilent | unknown | unknown | unknown | unknown | unknown | Agilent instrument, UNKNOWN, UNKNOWN
agilent | unknown | unknown | unknown | unknown | unknown | Agilent instrument, UNKNOWN, UNKNOWN
agilent | unknown | unknown | unknown | unknown | unknown | Agilent instrument, UNKNOWN, UNKNOWN
agilent | unknown | unknown | unknown | unknown | unknown | Agilent instrument, UNKNOWN, UNKNOWN
agilent | unknown | unknown | unknown | unknown | unknown | Agilent instrument, UNKNOWN, UNKNOWN
agilent | unknown | unknown | unknown | unknown | unknown | Agilent instrument, UNKNOWN, UNKNOWN
agilent | unknown | unknown | unknown | unknown | unknown | Agilent instrument, UNKNOWN, UNKNOWN
agilent | unknown | unknown | unknown | unknown | unknown | Agilent instrument, UNKNOWN, UNKNOWN
agilent | unknown | unknown | unknown | unknown | unknown | Agilent instrument, UNKNOWN, UNKNOWN
agilent | unknown | unknown | unknown | unknown | unknown | Agilent instrument, UNKNOWN, UNKNOWN
agilent | unknown | unknown | unknown | unknown | unknown | Agilent instrument, UNKNOWN, UNKNOWN
agilent | g2445a | unknown | qit | unknown | unknown | Agilent G2445A, LC-UNKNOWN-QIT, UNKNOWN
unknown | g2445a | lc | unknown | esi | unknown | Agilent G2445A, LC-ESI-QIT, UNKNOWN
agilent | g2445a | unknown | qit | unknown | low | Agilent G2445A, LC-UNKNOWN-QIT, LOW
unknown | g2445a | unknown | qit | unknown | low | Agilent G2445A, LC-UNKNOWN-QIT, LOW
unknown | g2445a | unknown | unknown | esi | low | Agilent G2445A, LC-ESI-QIT, LOW
agilent | g2445a | lc | unknown | unknown | unknown | Agilent G2445A, LC-UNKNOWN-QIT, UNKNOWN
agilent | g2445a | lc | unknown | esi | unknown | Agilent G2445A, LC-ESI-QIT, UNKNOWN
agilent | g2445a | lc | qit | unknown | unknown | Agilent G2445A, LC-UNKNOWN-QIT, UNKNOWN
agilent | g2445a | unknown | qit | esi | unknown | Agilent G2445A, LC-ESI-QIT, UNKNOWN
unknown | g2445a | unknown | qit | esi | unknown | Agilent G2445A, LC-ESI-QIT, UNKNOWN
agilent | g2445a | unknown | unknown | esi | low | Agilent G2445A, LC-ESI-QIT, LOW
unknown | g2445a | lc | unknown | unknown | low | Agilent G2445A, LC-UNKNOWN-QIT, LOW
agilent | g2445a | unknown | unknown | unknown | low | Agilent G2445A, LC-UNKNOWN-QIT, LOW
agilent | g2445a | lc | unknown | unknown | low | Agilent G2445A, LC-UNKNOWN-QIT, LOW
agilent | g2445a | unknown | unknown | esi | unknown | Agilent G2445A, LC-ESI-QIT, UNKNOWN
unknown | g2445a | lc | qit | unknown | unknown | Agilent G2445A, LC-UNKNOWN-QIT, UNKNOWN
unknown | g2445a | lc | qit | esi | unknown | Agilent G2445A, LC-ESI-QIT, UNKNOWN
unknown | g2445a | lc | qit | unknown | low | Agilent G2445A, LC-UNKNOWN-QIT, LOW
unknown | g2445a | unknown | unknown | unknown | low | Agilent G2445A, LC-UNKNOWN-QIT, LOW
unknown | g2445a | unknown | unknown | esi | unknown | Agilent G2445A, LC-ESI-QIT, UNKNOWN
unknown | g2445a | unknown | qit | unknown | unknown | Agilent G2445A, LC-UNKNOWN-QIT, UNKNOWN
unknown | g2445a | lc | unknown | esi | low | Agilent G2445A, LC-ESI-QIT, LOW
unknown | g2445a | lc | unknown | unknown | unknown | Agilent G2445A, LC-UNKNOWN-QIT, UNKNOWN
unknown | g2445a | unknown | qit | esi | low | Agilent G2445A, LC-ESI-QIT, LOW
agilent | g2445a | lc | qit | esi | unknown | Agilent G2445A, LC-ESI-QIT, UNKNOWN
agilent | g2445a | lc | qit | unknown | low | Agilent G2445A, LC-UNKNOWN-QIT, LOW
agilent | g2445a | unknown | unknown | unknown | unknown | Agilent G2445A, LC-UNKNOWN-QIT, UNKNOWN
agilent | g2445a | lc | unknown | esi | low | Agilent G2445A, LC-ESI-QIT, LOW
agilent | g2445a | unknown | qit | esi | low | Agilent G2445A, LC-ESI-QIT, LOW
unknown | g2445a | lc | qit | esi | low | Agilent G2445A, LC-ESI-QIT, LOW
agilent | g2445a | lc | qit | esi | low | Agilent G2445A, LC-ESI-QIT, LOW
unknown | g2445a | unknown | unknown | unknown | unknown | Agilent G2445A, LC-UNKNOWN-QIT, UNKNOWN
unknown | 6587 | lc | unknown | esi | unknown | Agilent 6587, LC-ESI-QTOF, UNKNOWN
unknown | 6586 | lc | unknown | esi | unknown | Agilent 6586, LC-ESI-QTOF, UNKNOWN
unknown | 6585 | lc | unknown | esi | unknown | Agilent 6585, LC-ESI-QTOF, UNKNOWN
unknown | 6584 | lc | unknown | esi | unknown | Agilent 6584, LC-ESI-QTOF, UNKNOWN
unknown | 6583 | lc | unknown | esi | unknown | Agilent 6583, LC-ESI-QTOF, UNKNOWN
unknown | 6582 | lc | unknown | esi | unknown | Agilent 6582, LC-ESI-QTOF, UNKNOWN
unknown | 6581 | lc | unknown | esi | unknown | Agilent 6581, LC-ESI-QTOF, UNKNOWN
unknown | 6580 | lc | unknown | esi | unknown | Agilent 6580, LC-ESI-QTOF, UNKNOWN
unknown | 6578 | lc | unknown | esi | unknown | Agilent 6578, LC-ESI-QTOF, UNKNOWN
unknown | 6577 | lc | unknown | esi | unknown | Agilent 6577, LC-ESI-QTOF, UNKNOWN
unknown | 6576 | lc | unknown | esi | unknown | Agilent 6576, LC-ESI-QTOF, UNKNOWN
unknown | 6575 | lc | unknown | esi | unknown | Agilent 6575, LC-ESI-QTOF, UNKNOWN
unknown | 6574 | lc | unknown | esi | unknown | Agilent 6574, LC-ESI-QTOF, UNKNOWN
unknown | 6573 | lc | unknown | esi | unknown | Agilent 6573, LC-ESI-QTOF, UNKNOWN
unknown | 6572 | lc | unknown | esi | unknown | Agilent 6572, LC-ESI-QTOF, UNKNOWN
unknown | 6571 | lc | unknown | esi | unknown | Agilent 6571, LC-ESI-QTOF, UNKNOWN
unknown | 6605 | lc | unknown | esi | unknown | Agilent 6605, LC-ESI-QTOF, UNKNOWN
unknown | 6604 | lc | unknown | esi | unknown | Agilent 6604, LC-ESI-QTOF, UNKNOWN
unknown | 6603 | lc | unknown | esi | unknown | Agilent 6603, LC-ESI-QTOF, UNKNOWN
unknown | 6602 | lc | unknown | esi | unknown | Agilent 6602, LC-ESI-QTOF, UNKNOWN
unknown | 6601 | lc | unknown | esi | unknown | Agilent 6601, LC-ESI-QTOF, UNKNOWN
unknown | 6599 | lc | unknown | esi | unknown | Agilent 6599, LC-ESI-QTOF, UNKNOWN
unknown | 6598 | lc | unknown | esi | unknown | Agilent 6598, LC-ESI-QTOF, UNKNOWN
unknown | 6597 | lc | unknown | esi | unknown | Agilent 6597, LC-ESI-QTOF, UNKNOWN
unknown | 6596 | lc | unknown | esi | unknown | Agilent 6596, LC-ESI-QTOF, UNKNOWN
unknown | 6595 | lc | unknown | esi | unknown | Agilent 6595, LC-ESI-QTOF, UNKNOWN
unknown | 6594 | lc | unknown | esi | unknown | Agilent 6594, LC-ESI-QTOF, UNKNOWN
unknown | 6593 | lc | unknown | esi | unknown | Agilent 6593, LC-ESI-QTOF, UNKNOWN
unknown | 6592 | lc | unknown | esi | unknown | Agilent 6592, LC-ESI-QTOF, UNKNOWN
unknown | 6591 | lc | unknown | esi | unknown | Agilent 6591, LC-ESI-QTOF, UNKNOWN
unknown | 6589 | lc | unknown | esi | unknown | Agilent 6589, LC-ESI-QTOF, UNKNOWN
unknown | 6588 | lc | unknown | esi | unknown | Agilent 6588, LC-ESI-QTOF, UNKNOWN
unknown | 6621 | lc | unknown | esi | unknown | Agilent 6621, LC-ESI-QTOF, UNKNOWN
unknown | 6620 | lc | unknown | esi | unknown | Agilent 6620, LC-ESI-QTOF, UNKNOWN
unknown | 6619 | lc | unknown | esi | unknown | Agilent 6619, LC-ESI-QTOF, UNKNOWN
unknown | 6618 | lc | unknown | esi | unknown | Agilent 6618, LC-ESI-QTOF, UNKNOWN
unknown | 6617 | lc | unknown | esi | unknown | Agilent 6617, LC-ESI-QTOF, UNKNOWN
unknown | 6616 | lc | unknown | esi | unknown | Agilent 6616, LC-ESI-QTOF, UNKNOWN
unknown | 6615 | lc | unknown | esi | unknown | Agilent 6615, LC-ESI-QTOF, UNKNOWN
unknown | 6614 | lc | unknown | esi | unknown | Agilent 6614, LC-ESI-QTOF, UNKNOWN
unknown | 6613 | lc | unknown | esi | unknown | Agilent 6613, LC-ESI-QTOF, UNKNOWN
unknown | 6612 | lc | unknown | esi | unknown | Agilent 6612, LC-ESI-QTOF, UNKNOWN
unknown | 6611 | lc | unknown | esi | unknown | Agilent 6611, LC-ESI-QTOF, UNKNOWN
unknown | 6610 | lc | unknown | esi | unknown | Agilent 6610, LC-ESI-QTOF, UNKNOWN
unknown | 6609 | lc | unknown | esi | unknown | Agilent 6609, LC-ESI-QTOF, UNKNOWN
unknown | 6608 | lc | unknown | esi | unknown | Agilent 6608, LC-ESI-QTOF, UNKNOWN
unknown | 6607 | lc | unknown | esi | unknown | Agilent 6607, LC-ESI-QTOF, UNKNOWN
unknown | 6606 | lc | unknown | esi | unknown | Agilent 6606, LC-ESI-QTOF, UNKNOWN
unknown | 6637 | lc | unknown | esi | unknown | Agilent 6637, LC-ESI-QTOF, UNKNOWN
unknown | 6636 | lc | unknown | esi | unknown | Agilent 6636, LC-ESI-QTOF, UNKNOWN
unknown | 6635 | lc | unknown | esi | unknown | Agilent 6635, LC-ESI-QTOF, UNKNOWN
unknown | 6634 | lc | unknown | esi | unknown | Agilent 6634, LC-ESI-QTOF, UNKNOWN
unknown | 6633 | lc | unknown | esi | unknown | Agilent 6633, LC-ESI-QTOF, UNKNOWN
unknown | 6632 | lc | unknown | esi | unknown | Agilent 6632, LC-ESI-QTOF, UNKNOWN
unknown | 6631 | lc | unknown | esi | unknown | Agilent 6631, LC-ESI-QTOF, UNKNOWN
unknown | 6630 | lc | unknown | esi | unknown | Agilent 6630, LC-ESI-QTOF, UNKNOWN
unknown | 6629 | lc | unknown | esi | unknown | Agilent 6629, LC-ESI-QTOF, UNKNOWN
unknown | 6628 | lc | unknown | esi | unknown | Agilent 6628, LC-ESI-QTOF, UNKNOWN
unknown | 6627 | lc | unknown | esi | unknown | Agilent 6627, LC-ESI-QTOF, UNKNOWN
unknown | 6626 | lc | unknown | esi | unknown | Agilent 6626, LC-ESI-QTOF, UNKNOWN
unknown | 6625 | lc | unknown | esi | unknown | Agilent 6625, LC-ESI-QTOF, UNKNOWN
unknown | 6624 | lc | unknown | esi | unknown | Agilent 6624, LC-ESI-QTOF, UNKNOWN
unknown | 6623 | lc | unknown | esi | unknown | Agilent 6623, LC-ESI-QTOF, UNKNOWN
unknown | 6622 | lc | unknown | esi | unknown | Agilent 6622, LC-ESI-QTOF, UNKNOWN
unknown | 6653 | lc | unknown | esi | unknown | Agilent 6653, LC-ESI-QTOF, UNKNOWN
unknown | 6652 | lc | unknown | esi | unknown | Agilent 6652, LC-ESI-QTOF, UNKNOWN
unknown | 6651 | lc | unknown | esi | unknown | Agilent 6651, LC-ESI-QTOF, UNKNOWN
unknown | 6650 | lc | unknown | esi | unknown | Agilent 6650, LC-ESI-QTOF, UNKNOWN
unknown | 6649 | lc | unknown | esi | unknown | Agilent 6649, LC-ESI-QTOF, UNKNOWN
unknown | 6648 | lc | unknown | esi | unknown | Agilent 6648, LC-ESI-QTOF, UNKNOWN
unknown | 6647 | lc | unknown | esi | unknown | Agilent 6647, LC-ESI-QTOF, UNKNOWN
unknown | 6646 | lc | unknown | esi | unknown | Agilent 6646, LC-ESI-QTOF, UNKNOWN
unknown | 6645 | lc | unknown | esi | unknown | Agilent 6645, LC-ESI-QTOF, UNKNOWN
unknown | 6644 | lc | unknown | esi | unknown | Agilent 6644, LC-ESI-QTOF, UNKNOWN
unknown | 6643 | lc | unknown | esi | unknown | Agilent 6643, LC-ESI-QTOF, UNKNOWN
unknown | 6642 | lc | unknown | esi | unknown | Agilent 6642, LC-ESI-QTOF, UNKNOWN
unknown | 6641 | lc | unknown | esi | unknown | Agilent 6641, LC-ESI-QTOF, UNKNOWN
unknown | 6640 | lc | unknown | esi | unknown | Agilent 6640, LC-ESI-QTOF, UNKNOWN
unknown | 6639 | lc | unknown | esi | unknown | Agilent 6639, LC-ESI-QTOF, UNKNOWN
unknown | 6638 | lc | unknown | esi | unknown | Agilent 6638, LC-ESI-QTOF, UNKNOWN
unknown | 6669 | lc | unknown | esi | unknown | Agilent 6669, LC-ESI-QTOF, UNKNOWN
unknown | 6668 | lc | unknown | esi | unknown | Agilent 6668, LC-ESI-QTOF, UNKNOWN
unknown | 6667 | lc | unknown | esi | unknown | Agilent 6667, LC-ESI-QTOF, UNKNOWN
unknown | 6666 | lc | unknown | esi | unknown | Agilent 6666, LC-ESI-QTOF, UNKNOWN
unknown | 6665 | lc | unknown | esi | unknown | Agilent 6665, LC-ESI-QTOF, UNKNOWN
unknown | 6664 | lc | unknown | esi | unknown | Agilent 6664, LC-ESI-QTOF, UNKNOWN
unknown | 6663 | lc | unknown | esi | unknown | Agilent 6663, LC-ESI-QTOF, UNKNOWN
unknown | 6662 | lc | unknown | esi | unknown | Agilent 6662, LC-ESI-QTOF, UNKNOWN
unknown | 6661 | lc | unknown | esi | unknown | Agilent 6661, LC-ESI-QTOF, UNKNOWN
unknown | 6660 | lc | unknown | esi | unknown | Agilent 6660, LC-ESI-QTOF, UNKNOWN
unknown | 6659 | lc | unknown | esi | unknown | Agilent 6659, LC-ESI-QTOF, UNKNOWN
unknown | 6658 | lc | unknown | esi | unknown | Agilent 6658, LC-ESI-QTOF, UNKNOWN
unknown | 6657 | lc | unknown | esi | unknown | Agilent 6657, LC-ESI-QTOF, UNKNOWN
unknown | 6656 | lc | unknown | esi | unknown | Agilent 6656, LC-ESI-QTOF, UNKNOWN
unknown | 6655 | lc | unknown | esi | unknown | Agilent 6655, LC-ESI-QTOF, UNKNOWN
unknown | 6654 | lc | unknown | esi | unknown | Agilent 6654, LC-ESI-QTOF, UNKNOWN
unknown | 6210 | lc | tof | unknown | unknown | Agilent 6210, LC-UNKNOWN-TOF, UNKNOWN
unknown | 7100 | ce | unknown | esi | unknown | Agilent 7100, CE-ESI-QTOF, UNKNOWN
unknown | 6680 | lc | unknown | esi | unknown | Agilent 6680, LC-ESI-QTOF, UNKNOWN
unknown | 6679 | lc | unknown | esi | unknown | Agilent 6679, LC-ESI-QTOF, UNKNOWN
unknown | 6678 | lc | unknown | esi | unknown | Agilent 6678, LC-ESI-QTOF, UNKNOWN
unknown | 6677 | lc | unknown | esi | unknown | Agilent 6677, LC-ESI-QTOF, UNKNOWN
unknown | 6676 | lc | unknown | esi | unknown | Agilent 6676, LC-ESI-QTOF, UNKNOWN
unknown | 6675 | lc | unknown | esi | unknown | Agilent 6675, LC-ESI-QTOF, UNKNOWN
unknown | 6674 | lc | unknown | esi | unknown | Agilent 6674, LC-ESI-QTOF, UNKNOWN
unknown | 6673 | lc | unknown | esi | unknown | Agilent 6673, LC-ESI-QTOF, UNKNOWN
unknown | 6672 | lc | unknown | esi | unknown | Agilent 6672, LC-ESI-QTOF, UNKNOWN
unknown | 6671 | lc | unknown | esi | unknown | Agilent 6671, LC-ESI-QTOF, UNKNOWN
unknown | 6670 | lc | unknown | esi | unknown | Agilent 6670, LC-ESI-QTOF, UNKNOWN
unknown | 6543 | lc | qtof | unknown | unknown | Agilent 6543, LC-UNKNOWN-QTOF, UNKNOWN
unknown | 6542 | lc | qtof | unknown | unknown | Agilent 6542, LC-UNKNOWN-QTOF, UNKNOWN
unknown | 6541 | lc | qtof | unknown | unknown | Agilent 6541, LC-UNKNOWN-QTOF, UNKNOWN
unknown | 6540 | lc | qtof | unknown | unknown | Agilent 6540, LC-UNKNOWN-QTOF, UNKNOWN
unknown | 6539 | lc | qtof | unknown | unknown | Agilent 6539, LC-UNKNOWN-QTOF, UNKNOWN
unknown | 6538 | lc | qtof | unknown | unknown | Agilent 6538, LC-UNKNOWN-QTOF, UNKNOWN
unknown | 6537 | lc | qtof | unknown | unknown | Agilent 6537, LC-UNKNOWN-QTOF, UNKNOWN
unknown | 6536 | lc | qtof | unknown | unknown | Agilent 6536, LC-UNKNOWN-QTOF, UNKNOWN
unknown | 6535 | lc | qtof | unknown | unknown | Agilent 6535, LC-UNKNOWN-QTOF, UNKNOWN
unknown | 6534 | lc | qtof | unknown | unknown | Agilent 6534, LC-UNKNOWN-QTOF, UNKNOWN
unknown | 6533 | lc | qtof | unknown | unknown | Agilent 6533, LC-UNKNOWN-QTOF, UNKNOWN
unknown | 6532 | lc | qtof | unknown | unknown | Agilent 6532, LC-UNKNOWN-QTOF, UNKNOWN
unknown | 6531 | lc | qtof | unknown | unknown | Agilent 6531, LC-UNKNOWN-QTOF, UNKNOWN
unknown | 6530 | lc | qtof | unknown | unknown | Agilent 6530, LC-UNKNOWN-QTOF, UNKNOWN
unknown | 6410 | lc | qqq | unknown | unknown | Agilent 6410, LC-UNKNOWN-QQQ, UNKNOWN
unknown | 6210 | ce | tof | unknown | unknown | Agilent 6210, CE-UNKNOWN-TOF, UNKNOWN
unknown | 6559 | lc | qtof | unknown | unknown | Agilent 6559, LC-UNKNOWN-QTOF, UNKNOWN
unknown | 6558 | lc | qtof | unknown | unknown | Agilent 6558, LC-UNKNOWN-QTOF, UNKNOWN
unknown | 6557 | lc | qtof | unknown | unknown | Agilent 6557, LC-UNKNOWN-QTOF, UNKNOWN
unknown | 6556 | lc | qtof | unknown | unknown | Agilent 6556, LC-UNKNOWN-QTOF, UNKNOWN
unknown | 6555 | lc | qtof | unknown | unknown | Agilent 6555, LC-UNKNOWN-QTOF, UNKNOWN
unknown | 6554 | lc | qtof | unknown | unknown | Agilent 6554, LC-UNKNOWN-QTOF, UNKNOWN
unknown | 6553 | lc | qtof | unknown | unknown | Agilent 6553, LC-UNKNOWN-QTOF, UNKNOWN
unknown | 6552 | lc | qtof | unknown | unknown | Agilent 6552, LC-UNKNOWN-QTOF, UNKNOWN
unknown | 6551 | lc | qtof | unknown | unknown | Agilent 6551, LC-UNKNOWN-QTOF, UNKNOWN
unknown | 6550 | lc | qtof | unknown | unknown | Agilent 6550, LC-UNKNOWN-QTOF, UNKNOWN
unknown | 6549 | lc | qtof | unknown | unknown | Agilent 6549, LC-UNKNOWN-QTOF, UNKNOWN
unknown | 6548 | lc | qtof | unknown | unknown | Agilent 6548, LC-UNKNOWN-QTOF, UNKNOWN
unknown | 6547 | lc | qtof | unknown | unknown | Agilent 6547, LC-UNKNOWN-QTOF, UNKNOWN
unknown | 6546 | lc | qtof | unknown | unknown | Agilent 6546, LC-UNKNOWN-QTOF, UNKNOWN
unknown | 6545 | lc | qtof | unknown | unknown | Agilent 6545, LC-UNKNOWN-QTOF, UNKNOWN
unknown | 6544 | lc | qtof | unknown | unknown | Agilent 6544, LC-UNKNOWN-QTOF, UNKNOWN
unknown | 6575 | lc | qtof | unknown | unknown | Agilent 6575, LC-UNKNOWN-QTOF, UNKNOWN
unknown | 6574 | lc | qtof | unknown | unknown | Agilent 6574, LC-UNKNOWN-QTOF, UNKNOWN
unknown | 6573 | lc | qtof | unknown | unknown | Agilent 6573, LC-UNKNOWN-QTOF, UNKNOWN
unknown | 6572 | lc | qtof | unknown | unknown | Agilent 6572, LC-UNKNOWN-QTOF, UNKNOWN
unknown | 6571 | lc | qtof | unknown | unknown | Agilent 6571, LC-UNKNOWN-QTOF, UNKNOWN
unknown | 6570 | lc | qtof | unknown | unknown | Agilent 6570, LC-UNKNOWN-QTOF, UNKNOWN
unknown | 6569 | lc | qtof | unknown | unknown | Agilent 6569, LC-UNKNOWN-QTOF, UNKNOWN
unknown | 6568 | lc | qtof | unknown | unknown | Agilent 6568, LC-UNKNOWN-QTOF, UNKNOWN
unknown | 6567 | lc | qtof | unknown | unknown | Agilent 6567, LC-UNKNOWN-QTOF, UNKNOWN
unknown | 6566 | lc | qtof | unknown | unknown | Agilent 6566, LC-UNKNOWN-QTOF, UNKNOWN
unknown | 6565 | lc | qtof | unknown | unknown | Agilent 6565, LC-UNKNOWN-QTOF, UNKNOWN
unknown | 6564 | lc | qtof | unknown | unknown | Agilent 6564, LC-UNKNOWN-QTOF, UNKNOWN
unknown | 6563 | lc | qtof | unknown | unknown | Agilent 6563, LC-UNKNOWN-QTOF, UNKNOWN
unknown | 6562 | lc | qtof | unknown | unknown | Agilent 6562, LC-UNKNOWN-QTOF, UNKNOWN
unknown | 6561 | lc | qtof | unknown | unknown | Agilent 6561, LC-UNKNOWN-QTOF, UNKNOWN
unknown | 6560 | lc | qtof | unknown | unknown | Agilent 6560, LC-UNKNOWN-QTOF, UNKNOWN
unknown | 6593 | lc | qtof | unknown | unknown | Agilent 6593, LC-UNKNOWN-QTOF, UNKNOWN
unknown | 6592 | lc | qtof | unknown | unknown | Agilent 6592, LC-UNKNOWN-QTOF, UNKNOWN
unknown | 6591 | lc | qtof | unknown | unknown | Agilent 6591, LC-UNKNOWN-QTOF, UNKNOWN
unknown | 6589 | lc | qtof | unknown | unknown | Agilent 6589, LC-UNKNOWN-QTOF, UNKNOWN
unknown | 6588 | lc | qtof | unknown | unknown | Agilent 6588, LC-UNKNOWN-QTOF, UNKNOWN
unknown | 6587 | lc | qtof | unknown | unknown | Agilent 6587, LC-UNKNOWN-QTOF, UNKNOWN
unknown | 6586 | lc | qtof | unknown | unknown | Agilent 6586, LC-UNKNOWN-QTOF, UNKNOWN
unknown | 6585 | lc | qtof | unknown | unknown | Agilent 6585, LC-UNKNOWN-QTOF, UNKNOWN
unknown | 6584 | lc | qtof | unknown | unknown | Agilent 6584, LC-UNKNOWN-QTOF, UNKNOWN
unknown | 6583 | lc | qtof | unknown | unknown | Agilent 6583, LC-UNKNOWN-QTOF, UNKNOWN
unknown | 6582 | lc | qtof | unknown | unknown | Agilent 6582, LC-UNKNOWN-QTOF, UNKNOWN
unknown | 6581 | lc | qtof | unknown | unknown | Agilent 6581, LC-UNKNOWN-QTOF, UNKNOWN
unknown | 6580 | lc | qtof | unknown | unknown | Agilent 6580, LC-UNKNOWN-QTOF, UNKNOWN
unknown | 6578 | lc | qtof | unknown | unknown | Agilent 6578, LC-UNKNOWN-QTOF, UNKNOWN
unknown | 6577 | lc | qtof | unknown | unknown | Agilent 6577, LC-UNKNOWN-QTOF, UNKNOWN
unknown | 6576 | lc | qtof | unknown | unknown | Agilent 6576, LC-UNKNOWN-QTOF, UNKNOWN
unknown | 6610 | lc | qtof | unknown | unknown | Agilent 6610, LC-UNKNOWN-QTOF, UNKNOWN
unknown | 6609 | lc | qtof | unknown | unknown | Agilent 6609, LC-UNKNOWN-QTOF, UNKNOWN
unknown | 6608 | lc | qtof | unknown | unknown | Agilent 6608, LC-UNKNOWN-QTOF, UNKNOWN
unknown | 6607 | lc | qtof | unknown | unknown | Agilent 6607, LC-UNKNOWN-QTOF, UNKNOWN
unknown | 6606 | lc | qtof | unknown | unknown | Agilent 6606, LC-UNKNOWN-QTOF, UNKNOWN
unknown | 6605 | lc | qtof | unknown | unknown | Agilent 6605, LC-UNKNOWN-QTOF, UNKNOWN
unknown | 6604 | lc | qtof | unknown | unknown | Agilent 6604, LC-UNKNOWN-QTOF, UNKNOWN
unknown | 6603 | lc | qtof | unknown | unknown | Agilent 6603, LC-UNKNOWN-QTOF, UNKNOWN
unknown | 6602 | lc | qtof | unknown | unknown | Agilent 6602, LC-UNKNOWN-QTOF, UNKNOWN
unknown | 6601 | lc | qtof | unknown | unknown | Agilent 6601, LC-UNKNOWN-QTOF, UNKNOWN
unknown | 6599 | lc | qtof | unknown | unknown | Agilent 6599, LC-UNKNOWN-QTOF, UNKNOWN
unknown | 6598 | lc | qtof | unknown | unknown | Agilent 6598, LC-UNKNOWN-QTOF, UNKNOWN
unknown | 6597 | lc | qtof | unknown | unknown | Agilent 6597, LC-UNKNOWN-QTOF, UNKNOWN
unknown | 6596 | lc | qtof | unknown | unknown | Agilent 6596, LC-UNKNOWN-QTOF, UNKNOWN
unknown | 6595 | lc | qtof | unknown | unknown | Agilent 6595, LC-UNKNOWN-QTOF, UNKNOWN
unknown | 6594 | lc | qtof | unknown | unknown | Agilent 6594, LC-UNKNOWN-QTOF, UNKNOWN
unknown | 6626 | lc | qtof | unknown | unknown | Agilent 6626, LC-UNKNOWN-QTOF, UNKNOWN
unknown | 6625 | lc | qtof | unknown | unknown | Agilent 6625, LC-UNKNOWN-QTOF, UNKNOWN
unknown | 6624 | lc | qtof | unknown | unknown | Agilent 6624, LC-UNKNOWN-QTOF, UNKNOWN
unknown | 6623 | lc | qtof | unknown | unknown | Agilent 6623, LC-UNKNOWN-QTOF, UNKNOWN
unknown | 6622 | lc | qtof | unknown | unknown | Agilent 6622, LC-UNKNOWN-QTOF, UNKNOWN
unknown | 6621 | lc | qtof | unknown | unknown | Agilent 6621, LC-UNKNOWN-QTOF, UNKNOWN
unknown | 6620 | lc | qtof | unknown | unknown | Agilent 6620, LC-UNKNOWN-QTOF, UNKNOWN
unknown | 6619 | lc | qtof | unknown | unknown | Agilent 6619, LC-UNKNOWN-QTOF, UNKNOWN
unknown | 6618 | lc | qtof | unknown | unknown | Agilent 6618, LC-UNKNOWN-QTOF, UNKNOWN
unknown | 6617 | lc | qtof | unknown | unknown | Agilent 6617, LC-UNKNOWN-QTOF, UNKNOWN
unknown | 6616 | lc | qtof | unknown | unknown | Agilent 6616, LC-UNKNOWN-QTOF, UNKNOWN
unknown | 6615 | lc | qtof | unknown | unknown | Agilent 6615, LC-UNKNOWN-QTOF, UNKNOWN
unknown | 6614 | lc | qtof | unknown | unknown | Agilent 6614, LC-UNKNOWN-QTOF, UNKNOWN
unknown | 6613 | lc | qtof | unknown | unknown | Agilent 6613, LC-UNKNOWN-QTOF, UNKNOWN
unknown | 6612 | lc | qtof | unknown | unknown | Agilent 6612, LC-UNKNOWN-QTOF, UNKNOWN
unknown | 6611 | lc | qtof | unknown | unknown | Agilent 6611, LC-UNKNOWN-QTOF, UNKNOWN
unknown | 6642 | lc | qtof | unknown | unknown | Agilent 6642, LC-UNKNOWN-QTOF, UNKNOWN
unknown | 6641 | lc | qtof | unknown | unknown | Agilent 6641, LC-UNKNOWN-QTOF, UNKNOWN
unknown | 6640 | lc | qtof | unknown | unknown | Agilent 6640, LC-UNKNOWN-QTOF, UNKNOWN
unknown | 6639 | lc | qtof | unknown | unknown | Agilent 6639, LC-UNKNOWN-QTOF, UNKNOWN
unknown | 6638 | lc | qtof | unknown | unknown | Agilent 6638, LC-UNKNOWN-QTOF, UNKNOWN
unknown | 6637 | lc | qtof | unknown | unknown | Agilent 6637, LC-UNKNOWN-QTOF, UNKNOWN
unknown | 6636 | lc | qtof | unknown | unknown | Agilent 6636, LC-UNKNOWN-QTOF, UNKNOWN
unknown | 6635 | lc | qtof | unknown | unknown | Agilent 6635, LC-UNKNOWN-QTOF, UNKNOWN
unknown | 6634 | lc | qtof | unknown | unknown | Agilent 6634, LC-UNKNOWN-QTOF, UNKNOWN
unknown | 6633 | lc | qtof | unknown | unknown | Agilent 6633, LC-UNKNOWN-QTOF, UNKNOWN
unknown | 6632 | lc | qtof | unknown | unknown | Agilent 6632, LC-UNKNOWN-QTOF, UNKNOWN
unknown | 6631 | lc | qtof | unknown | unknown | Agilent 6631, LC-UNKNOWN-QTOF, UNKNOWN
unknown | 6630 | lc | qtof | unknown | unknown | Agilent 6630, LC-UNKNOWN-QTOF, UNKNOWN
unknown | 6629 | lc | qtof | unknown | unknown | Agilent 6629, LC-UNKNOWN-QTOF, UNKNOWN
unknown | 6628 | lc | qtof | unknown | unknown | Agilent 6628, LC-UNKNOWN-QTOF, UNKNOWN
unknown | 6627 | lc | qtof | unknown | unknown | Agilent 6627, LC-UNKNOWN-QTOF, UNKNOWN
unknown | 6658 | lc | qtof | unknown | unknown | Agilent 6658, LC-UNKNOWN-QTOF, UNKNOWN
unknown | 6657 | lc | qtof | unknown | unknown | Agilent 6657, LC-UNKNOWN-QTOF, UNKNOWN
unknown | 6656 | lc | qtof | unknown | unknown | Agilent 6656, LC-UNKNOWN-QTOF, UNKNOWN
unknown | 6655 | lc | qtof | unknown | unknown | Agilent 6655, LC-UNKNOWN-QTOF, UNKNOWN
unknown | 6654 | lc | qtof | unknown | unknown | Agilent 6654, LC-UNKNOWN-QTOF, UNKNOWN
unknown | 6653 | lc | qtof | unknown | unknown | Agilent 6653, LC-UNKNOWN-QTOF, UNKNOWN
unknown | 6652 | lc | qtof | unknown | unknown | Agilent 6652, LC-UNKNOWN-QTOF, UNKNOWN
unknown | 6651 | lc | qtof | unknown | unknown | Agilent 6651, LC-UNKNOWN-QTOF, UNKNOWN
unknown | 6650 | lc | qtof | unknown | unknown | Agilent 6650, LC-UNKNOWN-QTOF, UNKNOWN
unknown | 6649 | lc | qtof | unknown | unknown | Agilent 6649, LC-UNKNOWN-QTOF, UNKNOWN
unknown | 6648 | lc | qtof | unknown | unknown | Agilent 6648, LC-UNKNOWN-QTOF, UNKNOWN
unknown | 6647 | lc | qtof | unknown | unknown | Agilent 6647, LC-UNKNOWN-QTOF, UNKNOWN
unknown | 6646 | lc | qtof | unknown | unknown | Agilent 6646, LC-UNKNOWN-QTOF, UNKNOWN
unknown | 6645 | lc | qtof | unknown | unknown | Agilent 6645, LC-UNKNOWN-QTOF, UNKNOWN
unknown | 6644 | lc | qtof | unknown | unknown | Agilent 6644, LC-UNKNOWN-QTOF, UNKNOWN
unknown | 6643 | lc | qtof | unknown | unknown | Agilent 6643, LC-UNKNOWN-QTOF, UNKNOWN
unknown | 6555 | lc | unknown | esi | unknown | Agilent 6555, LC-ESI-QTOF, UNKNOWN
unknown | 6673 | lc | qtof | unknown | unknown | Agilent 6673, LC-UNKNOWN-QTOF, UNKNOWN
unknown | 6672 | lc | qtof | unknown | unknown | Agilent 6672, LC-UNKNOWN-QTOF, UNKNOWN
unknown | 6671 | lc | qtof | unknown | unknown | Agilent 6671, LC-UNKNOWN-QTOF, UNKNOWN
unknown | 6670 | lc | qtof | unknown | unknown | Agilent 6670, LC-UNKNOWN-QTOF, UNKNOWN
unknown | 6669 | lc | qtof | unknown | unknown | Agilent 6669, LC-UNKNOWN-QTOF, UNKNOWN
unknown | 6668 | lc | qtof | unknown | unknown | Agilent 6668, LC-UNKNOWN-QTOF, UNKNOWN
unknown | 6667 | lc | qtof | unknown | unknown | Agilent 6667, LC-UNKNOWN-QTOF, UNKNOWN
unknown | 6666 | lc | qtof | unknown | unknown | Agilent 6666, LC-UNKNOWN-QTOF, UNKNOWN
unknown | 6665 | lc | qtof | unknown | unknown | Agilent 6665, LC-UNKNOWN-QTOF, UNKNOWN
unknown | 6664 | lc | qtof | unknown | unknown | Agilent 6664, LC-UNKNOWN-QTOF, UNKNOWN
unknown | 6663 | lc | qtof | unknown | unknown | Agilent 6663, LC-UNKNOWN-QTOF, UNKNOWN
unknown | 6662 | lc | qtof | unknown | unknown | Agilent 6662, LC-UNKNOWN-QTOF, UNKNOWN
unknown | 6661 | lc | qtof | unknown | unknown | Agilent 6661, LC-UNKNOWN-QTOF, UNKNOWN
unknown | 6660 | lc | qtof | unknown | unknown | Agilent 6660, LC-UNKNOWN-QTOF, UNKNOWN
unknown | 6659 | lc | qtof | unknown | unknown | Agilent 6659, LC-UNKNOWN-QTOF, UNKNOWN
unknown | 6674 | lc | qtof | unknown | unknown | Agilent 6674, LC-UNKNOWN-QTOF, UNKNOWN
unknown | 6570 | lc | unknown | esi | unknown | Agilent 6570, LC-ESI-QTOF, UNKNOWN
unknown | 6569 | lc | unknown | esi | unknown | Agilent 6569, LC-ESI-QTOF, UNKNOWN
unknown | 6568 | lc | unknown | esi | unknown | Agilent 6568, LC-ESI-QTOF, UNKNOWN
unknown | 6567 | lc | unknown | esi | unknown | Agilent 6567, LC-ESI-QTOF, UNKNOWN
unknown | 6566 | lc | unknown | esi | unknown | Agilent 6566, LC-ESI-QTOF, UNKNOWN
unknown | 6565 | lc | unknown | esi | unknown | Agilent 6565, LC-ESI-QTOF, UNKNOWN
unknown | 6564 | lc | unknown | esi | unknown | Agilent 6564, LC-ESI-QTOF, UNKNOWN
unknown | 6563 | lc | unknown | esi | unknown | Agilent 6563, LC-ESI-QTOF, UNKNOWN
unknown | 6562 | lc | unknown | esi | unknown | Agilent 6562, LC-ESI-QTOF, UNKNOWN
unknown | 6561 | lc | unknown | esi | unknown | Agilent 6561, LC-ESI-QTOF, UNKNOWN
unknown | 6560 | lc | unknown | esi | unknown | Agilent 6560, LC-ESI-QTOF, UNKNOWN
unknown | 6559 | lc | unknown | esi | unknown | Agilent 6559, LC-ESI-QTOF, UNKNOWN
unknown | 6558 | lc | unknown | esi | unknown | Agilent 6558, LC-ESI-QTOF, UNKNOWN
unknown | 6557 | lc | unknown | esi | unknown | Agilent 6557, LC-ESI-QTOF, UNKNOWN
unknown | 6556 | lc | unknown | esi | unknown | Agilent 6556, LC-ESI-QTOF, UNKNOWN
unknown | 6544 | lc | unknown | esi | unknown | Agilent 6544, LC-ESI-QTOF, UNKNOWN
unknown | 6543 | lc | unknown | esi | unknown | Agilent 6543, LC-ESI-QTOF, UNKNOWN
unknown | 6542 | lc | unknown | esi | unknown | Agilent 6542, LC-ESI-QTOF, UNKNOWN
unknown | 6541 | lc | unknown | esi | unknown | Agilent 6541, LC-ESI-QTOF, UNKNOWN
unknown | 6540 | lc | unknown | esi | unknown | Agilent 6540, LC-ESI-QTOF, UNKNOWN
unknown | 6539 | lc | unknown | esi | unknown | Agilent 6539, LC-ESI-QTOF, UNKNOWN
unknown | 7100 | ce | qtof | unknown | unknown | Agilent 7100, CE-UNKNOWN-QTOF, UNKNOWN
unknown | 6680 | lc | qtof | unknown | unknown | Agilent 6680, LC-UNKNOWN-QTOF, UNKNOWN
unknown | 6679 | lc | qtof | unknown | unknown | Agilent 6679, LC-UNKNOWN-QTOF, UNKNOWN
unknown | 6678 | lc | qtof | unknown | unknown | Agilent 6678, LC-UNKNOWN-QTOF, UNKNOWN
unknown | 6677 | lc | qtof | unknown | unknown | Agilent 6677, LC-UNKNOWN-QTOF, UNKNOWN
unknown | 6676 | lc | qtof | unknown | unknown | Agilent 6676, LC-UNKNOWN-QTOF, UNKNOWN
unknown | 6675 | lc | qtof | unknown | unknown | Agilent 6675, LC-UNKNOWN-QTOF, UNKNOWN
unknown | 6410 | lc | unknown | esi | unknown | Agilent 6410, LC-ESI-QQQ, UNKNOWN
unknown | 6210 | ce | unknown | esi | unknown | Agilent 6210, CE-ESI-TOF, UNKNOWN
unknown | 6210 | lc | unknown | esi | unknown | Agilent 6210, LC-ESI-TOF, UNKNOWN
unknown | 6554 | lc | unknown | esi | unknown | Agilent 6554, LC-ESI-QTOF, UNKNOWN
unknown | 6553 | lc | unknown | esi | unknown | Agilent 6553, LC-ESI-QTOF, UNKNOWN
unknown | 6552 | lc | unknown | esi | unknown | Agilent 6552, LC-ESI-QTOF, UNKNOWN
unknown | 6551 | lc | unknown | esi | unknown | Agilent 6551, LC-ESI-QTOF, UNKNOWN
unknown | 6550 | lc | unknown | esi | unknown | Agilent 6550, LC-ESI-QTOF, UNKNOWN
unknown | 6549 | lc | unknown | esi | unknown | Agilent 6549, LC-ESI-QTOF, UNKNOWN
unknown | 6548 | lc | unknown | esi | unknown | Agilent 6548, LC-ESI-QTOF, UNKNOWN
unknown | 6547 | lc | unknown | esi | unknown | Agilent 6547, LC-ESI-QTOF, UNKNOWN
unknown | 6546 | lc | unknown | esi | unknown | Agilent 6546, LC-ESI-QTOF, UNKNOWN
unknown | 6545 | lc | unknown | esi | unknown | Agilent 6545, LC-ESI-QTOF, UNKNOWN
unknown | 6672 | lc | unknown | unknown | high | Agilent 6672, LC-UNKNOWN-QTOF, HIGH
unknown | 6671 | lc | unknown | unknown | high | Agilent 6671, LC-UNKNOWN-QTOF, HIGH
unknown | 6670 | lc | unknown | unknown | high | Agilent 6670, LC-UNKNOWN-QTOF, HIGH
unknown | 6669 | lc | unknown | unknown | high | Agilent 6669, LC-UNKNOWN-QTOF, HIGH
unknown | 6668 | lc | unknown | unknown | high | Agilent 6668, LC-UNKNOWN-QTOF, HIGH
unknown | 6667 | lc | unknown | unknown | high | Agilent 6667, LC-UNKNOWN-QTOF, HIGH
unknown | 6666 | lc | unknown | unknown | high | Agilent 6666, LC-UNKNOWN-QTOF, HIGH
unknown | 6538 | lc | unknown | esi | unknown | Agilent 6538, LC-ESI-QTOF, UNKNOWN
unknown | 6537 | lc | unknown | esi | unknown | Agilent 6537, LC-ESI-QTOF, UNKNOWN
unknown | 6536 | lc | unknown | esi | unknown | Agilent 6536, LC-ESI-QTOF, UNKNOWN
unknown | 6535 | lc | unknown | esi | unknown | Agilent 6535, LC-ESI-QTOF, UNKNOWN
unknown | 6534 | lc | unknown | esi | unknown | Agilent 6534, LC-ESI-QTOF, UNKNOWN
unknown | 6533 | lc | unknown | esi | unknown | Agilent 6533, LC-ESI-QTOF, UNKNOWN
unknown | 6532 | lc | unknown | esi | unknown | Agilent 6532, LC-ESI-QTOF, UNKNOWN
unknown | 6531 | lc | unknown | esi | unknown | Agilent 6531, LC-ESI-QTOF, UNKNOWN
unknown | 6530 | lc | unknown | esi | unknown | Agilent 6530, LC-ESI-QTOF, UNKNOWN
unknown | 6656 | lc | unknown | unknown | high | Agilent 6656, LC-UNKNOWN-QTOF, HIGH
unknown | 6655 | lc | unknown | unknown | high | Agilent 6655, LC-UNKNOWN-QTOF, HIGH
unknown | 6654 | lc | unknown | unknown | high | Agilent 6654, LC-UNKNOWN-QTOF, HIGH
unknown | 6653 | lc | unknown | unknown | high | Agilent 6653, LC-UNKNOWN-QTOF, HIGH
unknown | 6652 | lc | unknown | unknown | high | Agilent 6652, LC-UNKNOWN-QTOF, HIGH
unknown | 6651 | lc | unknown | unknown | high | Agilent 6651, LC-UNKNOWN-QTOF, HIGH
unknown | 6650 | lc | unknown | unknown | high | Agilent 6650, LC-UNKNOWN-QTOF, HIGH
unknown | 7100 | ce | unknown | unknown | high | Agilent 7100, CE-UNKNOWN-QTOF, HIGH
unknown | 6680 | lc | unknown | unknown | high | Agilent 6680, LC-UNKNOWN-QTOF, HIGH
unknown | 6679 | lc | unknown | unknown | high | Agilent 6679, LC-UNKNOWN-QTOF, HIGH
unknown | 6678 | lc | unknown | unknown | high | Agilent 6678, LC-UNKNOWN-QTOF, HIGH
unknown | 6677 | lc | unknown | unknown | high | Agilent 6677, LC-UNKNOWN-QTOF, HIGH
unknown | 6676 | lc | unknown | unknown | high | Agilent 6676, LC-UNKNOWN-QTOF, HIGH
unknown | 6675 | lc | unknown | unknown | high | Agilent 6675, LC-UNKNOWN-QTOF, HIGH
unknown | 6674 | lc | unknown | unknown | high | Agilent 6674, LC-UNKNOWN-QTOF, HIGH
unknown | 6673 | lc | unknown | unknown | high | Agilent 6673, LC-UNKNOWN-QTOF, HIGH
unknown | 6640 | lc | unknown | unknown | high | Agilent 6640, LC-UNKNOWN-QTOF, HIGH
unknown | 6639 | lc | unknown | unknown | high | Agilent 6639, LC-UNKNOWN-QTOF, HIGH
unknown | 6638 | lc | unknown | unknown | high | Agilent 6638, LC-UNKNOWN-QTOF, HIGH
unknown | 6637 | lc | unknown | unknown | high | Agilent 6637, LC-UNKNOWN-QTOF, HIGH
unknown | 6636 | lc | unknown | unknown | high | Agilent 6636, LC-UNKNOWN-QTOF, HIGH
unknown | 6635 | lc | unknown | unknown | high | Agilent 6635, LC-UNKNOWN-QTOF, HIGH
unknown | 6634 | lc | unknown | unknown | high | Agilent 6634, LC-UNKNOWN-QTOF, HIGH
unknown | 6665 | lc | unknown | unknown | high | Agilent 6665, LC-UNKNOWN-QTOF, HIGH
unknown | 6664 | lc | unknown | unknown | high | Agilent 6664, LC-UNKNOWN-QTOF, HIGH
unknown | 6663 | lc | unknown | unknown | high | Agilent 6663, LC-UNKNOWN-QTOF, HIGH
unknown | 6662 | lc | unknown | unknown | high | Agilent 6662, LC-UNKNOWN-QTOF, HIGH
unknown | 6661 | lc | unknown | unknown | high | Agilent 6661, LC-UNKNOWN-QTOF, HIGH
unknown | 6660 | lc | unknown | unknown | high | Agilent 6660, LC-UNKNOWN-QTOF, HIGH
unknown | 6659 | lc | unknown | unknown | high | Agilent 6659, LC-UNKNOWN-QTOF, HIGH
unknown | 6658 | lc | unknown | unknown | high | Agilent 6658, LC-UNKNOWN-QTOF, HIGH
unknown | 6657 | lc | unknown | unknown | high | Agilent 6657, LC-UNKNOWN-QTOF, HIGH
unknown | 6624 | lc | unknown | unknown | high | Agilent 6624, LC-UNKNOWN-QTOF, HIGH
unknown | 6623 | lc | unknown | unknown | high | Agilent 6623, LC-UNKNOWN-QTOF, HIGH
unknown | 6622 | lc | unknown | unknown | high | Agilent 6622, LC-UNKNOWN-QTOF, HIGH
unknown | 6621 | lc | unknown | unknown | high | Agilent 6621, LC-UNKNOWN-QTOF, HIGH
unknown | 6620 | lc | unknown | unknown | high | Agilent 6620, LC-UNKNOWN-QTOF, HIGH
unknown | 6619 | lc | unknown | unknown | high | Agilent 6619, LC-UNKNOWN-QTOF, HIGH
unknown | 6618 | lc | unknown | unknown | high | Agilent 6618, LC-UNKNOWN-QTOF, HIGH
unknown | 6649 | lc | unknown | unknown | high | Agilent 6649, LC-UNKNOWN-QTOF, HIGH
unknown | 6648 | lc | unknown | unknown | high | Agilent 6648, LC-UNKNOWN-QTOF, HIGH
unknown | 6647 | lc | unknown | unknown | high | Agilent 6647, LC-UNKNOWN-QTOF, HIGH
unknown | 6646 | lc | unknown | unknown | high | Agilent 6646, LC-UNKNOWN-QTOF, HIGH
unknown | 6645 | lc | unknown | unknown | high | Agilent 6645, LC-UNKNOWN-QTOF, HIGH
unknown | 6644 | lc | unknown | unknown | high | Agilent 6644, LC-UNKNOWN-QTOF, HIGH
unknown | 6643 | lc | unknown | unknown | high | Agilent 6643, LC-UNKNOWN-QTOF, HIGH
unknown | 6642 | lc | unknown | unknown | high | Agilent 6642, LC-UNKNOWN-QTOF, HIGH
unknown | 6641 | lc | unknown | unknown | high | Agilent 6641, LC-UNKNOWN-QTOF, HIGH
unknown | 6608 | lc | unknown | unknown | high | Agilent 6608, LC-UNKNOWN-QTOF, HIGH
unknown | 6607 | lc | unknown | unknown | high | Agilent 6607, LC-UNKNOWN-QTOF, HIGH
unknown | 6606 | lc | unknown | unknown | high | Agilent 6606, LC-UNKNOWN-QTOF, HIGH
unknown | 6605 | lc | unknown | unknown | high | Agilent 6605, LC-UNKNOWN-QTOF, HIGH
unknown | 6604 | lc | unknown | unknown | high | Agilent 6604, LC-UNKNOWN-QTOF, HIGH
unknown | 6603 | lc | unknown | unknown | high | Agilent 6603, LC-UNKNOWN-QTOF, HIGH
unknown | 6602 | lc | unknown | unknown | high | Agilent 6602, LC-UNKNOWN-QTOF, HIGH
unknown | 6633 | lc | unknown | unknown | high | Agilent 6633, LC-UNKNOWN-QTOF, HIGH
unknown | 6632 | lc | unknown | unknown | high | Agilent 6632, LC-UNKNOWN-QTOF, HIGH
unknown | 6631 | lc | unknown | unknown | high | Agilent 6631, LC-UNKNOWN-QTOF, HIGH
unknown | 6630 | lc | unknown | unknown | high | Agilent 6630, LC-UNKNOWN-QTOF, HIGH
unknown | 6629 | lc | unknown | unknown | high | Agilent 6629, LC-UNKNOWN-QTOF, HIGH
unknown | 6628 | lc | unknown | unknown | high | Agilent 6628, LC-UNKNOWN-QTOF, HIGH
unknown | 6627 | lc | unknown | unknown | high | Agilent 6627, LC-UNKNOWN-QTOF, HIGH
unknown | 6626 | lc | unknown | unknown | high | Agilent 6626, LC-UNKNOWN-QTOF, HIGH
unknown | 6625 | lc | unknown | unknown | high | Agilent 6625, LC-UNKNOWN-QTOF, HIGH
unknown | 6591 | lc | unknown | unknown | high | Agilent 6591, LC-UNKNOWN-QTOF, HIGH
unknown | 6589 | lc | unknown | unknown | high | Agilent 6589, LC-UNKNOWN-QTOF, HIGH
unknown | 6588 | lc | unknown | unknown | high | Agilent 6588, LC-UNKNOWN-QTOF, HIGH
unknown | 6587 | lc | unknown | unknown | high | Agilent 6587, LC-UNKNOWN-QTOF, HIGH
unknown | 6586 | lc | unknown | unknown | high | Agilent 6586, LC-UNKNOWN-QTOF, HIGH
unknown | 6585 | lc | unknown | unknown | high | Agilent 6585, LC-UNKNOWN-QTOF, HIGH
unknown | 6584 | lc | unknown | unknown | high | Agilent 6584, LC-UNKNOWN-QTOF, HIGH
unknown | 6617 | lc | unknown | unknown | high | Agilent 6617, LC-UNKNOWN-QTOF, HIGH
unknown | 6616 | lc | unknown | unknown | high | Agilent 6616, LC-UNKNOWN-QTOF, HIGH
unknown | 6615 | lc | unknown | unknown | high | Agilent 6615, LC-UNKNOWN-QTOF, HIGH
unknown | 6614 | lc | unknown | unknown | high | Agilent 6614, LC-UNKNOWN-QTOF, HIGH
unknown | 6613 | lc | unknown | unknown | high | Agilent 6613, LC-UNKNOWN-QTOF, HIGH
unknown | 6612 | lc | unknown | unknown | high | Agilent 6612, LC-UNKNOWN-QTOF, HIGH
unknown | 6611 | lc | unknown | unknown | high | Agilent 6611, LC-UNKNOWN-QTOF, HIGH
unknown | 6610 | lc | unknown | unknown | high | Agilent 6610, LC-UNKNOWN-QTOF, HIGH
unknown | 6609 | lc | unknown | unknown | high | Agilent 6609, LC-UNKNOWN-QTOF, HIGH
unknown | 6573 | lc | unknown | unknown | high | Agilent 6573, LC-UNKNOWN-QTOF, HIGH
unknown | 6572 | lc | unknown | unknown | high | Agilent 6572, LC-UNKNOWN-QTOF, HIGH
unknown | 6571 | lc | unknown | unknown | high | Agilent 6571, LC-UNKNOWN-QTOF, HIGH
unknown | 6570 | lc | unknown | unknown | high | Agilent 6570, LC-UNKNOWN-QTOF, HIGH
unknown | 6569 | lc | unknown | unknown | high | Agilent 6569, LC-UNKNOWN-QTOF, HIGH
unknown | 6568 | lc | unknown | unknown | high | Agilent 6568, LC-UNKNOWN-QTOF, HIGH
unknown | 6567 | lc | unknown | unknown | high | Agilent 6567, LC-UNKNOWN-QTOF, HIGH
unknown | 6601 | lc | unknown | unknown | high | Agilent 6601, LC-UNKNOWN-QTOF, HIGH
unknown | 6599 | lc | unknown | unknown | high | Agilent 6599, LC-UNKNOWN-QTOF, HIGH
unknown | 6598 | lc | unknown | unknown | high | Agilent 6598, LC-UNKNOWN-QTOF, HIGH
unknown | 6597 | lc | unknown | unknown | high | Agilent 6597, LC-UNKNOWN-QTOF, HIGH
unknown | 6596 | lc | unknown | unknown | high | Agilent 6596, LC-UNKNOWN-QTOF, HIGH
unknown | 6595 | lc | unknown | unknown | high | Agilent 6595, LC-UNKNOWN-QTOF, HIGH
unknown | 6594 | lc | unknown | unknown | high | Agilent 6594, LC-UNKNOWN-QTOF, HIGH
unknown | 6593 | lc | unknown | unknown | high | Agilent 6593, LC-UNKNOWN-QTOF, HIGH
unknown | 6592 | lc | unknown | unknown | high | Agilent 6592, LC-UNKNOWN-QTOF, HIGH
unknown | 6557 | lc | unknown | unknown | high | Agilent 6557, LC-UNKNOWN-QTOF, HIGH
unknown | 6556 | lc | unknown | unknown | high | Agilent 6556, LC-UNKNOWN-QTOF, HIGH
unknown | 6555 | lc | unknown | unknown | high | Agilent 6555, LC-UNKNOWN-QTOF, HIGH
unknown | 6554 | lc | unknown | unknown | high | Agilent 6554, LC-UNKNOWN-QTOF, HIGH
unknown | 6553 | lc | unknown | unknown | high | Agilent 6553, LC-UNKNOWN-QTOF, HIGH
unknown | 6552 | lc | unknown | unknown | high | Agilent 6552, LC-UNKNOWN-QTOF, HIGH
unknown | 6551 | lc | unknown | unknown | high | Agilent 6551, LC-UNKNOWN-QTOF, HIGH
unknown | 6583 | lc | unknown | unknown | high | Agilent 6583, LC-UNKNOWN-QTOF, HIGH
unknown | 6582 | lc | unknown | unknown | high | Agilent 6582, LC-UNKNOWN-QTOF, HIGH
unknown | 6581 | lc | unknown | unknown | high | Agilent 6581, LC-UNKNOWN-QTOF, HIGH
unknown | 6580 | lc | unknown | unknown | high | Agilent 6580, LC-UNKNOWN-QTOF, HIGH
unknown | 6578 | lc | unknown | unknown | high | Agilent 6578, LC-UNKNOWN-QTOF, HIGH
unknown | 6577 | lc | unknown | unknown | high | Agilent 6577, LC-UNKNOWN-QTOF, HIGH
unknown | 6576 | lc | unknown | unknown | high | Agilent 6576, LC-UNKNOWN-QTOF, HIGH
unknown | 6575 | lc | unknown | unknown | high | Agilent 6575, LC-UNKNOWN-QTOF, HIGH
unknown | 6574 | lc | unknown | unknown | high | Agilent 6574, LC-UNKNOWN-QTOF, HIGH
unknown | 6541 | lc | unknown | unknown | high | Agilent 6541, LC-UNKNOWN-QTOF, HIGH
unknown | 6540 | lc | unknown | unknown | high | Agilent 6540, LC-UNKNOWN-QTOF, HIGH
unknown | 6539 | lc | unknown | unknown | high | Agilent 6539, LC-UNKNOWN-QTOF, HIGH
unknown | 6538 | lc | unknown | unknown | high | Agilent 6538, LC-UNKNOWN-QTOF, HIGH
unknown | 6537 | lc | unknown | unknown | high | Agilent 6537, LC-UNKNOWN-QTOF, HIGH
unknown | 6536 | lc | unknown | unknown | high | Agilent 6536, LC-UNKNOWN-QTOF, HIGH
unknown | 6535 | lc | unknown | unknown | high | Agilent 6535, LC-UNKNOWN-QTOF, HIGH
unknown | 6566 | lc | unknown | unknown | high | Agilent 6566, LC-UNKNOWN-QTOF, HIGH
unknown | 6565 | lc | unknown | unknown | high | Agilent 6565, LC-UNKNOWN-QTOF, HIGH
unknown | 6564 | lc | unknown | unknown | high | Agilent 6564, LC-UNKNOWN-QTOF, HIGH
unknown | 6563 | lc | unknown | unknown | high | Agilent 6563, LC-UNKNOWN-QTOF, HIGH
unknown | 6562 | lc | unknown | unknown | high | Agilent 6562, LC-UNKNOWN-QTOF, HIGH
unknown | 6561 | lc | unknown | unknown | high | Agilent 6561, LC-UNKNOWN-QTOF, HIGH
unknown | 6560 | lc | unknown | unknown | high | Agilent 6560, LC-UNKNOWN-QTOF, HIGH
unknown | 6559 | lc | unknown | unknown | high | Agilent 6559, LC-UNKNOWN-QTOF, HIGH
unknown | 6558 | lc | unknown | unknown | high | Agilent 6558, LC-UNKNOWN-QTOF, HIGH
unknown | 7100 | unknown | qtof | esi | unknown | Agilent 7100, LC-ESI-QTOF, UNKNOWN
unknown | 6680 | unknown | qtof | esi | unknown | Agilent 6680, LC-ESI-QTOF, UNKNOWN
unknown | 6679 | unknown | qtof | esi | unknown | Agilent 6679, LC-ESI-QTOF, UNKNOWN
unknown | 6678 | unknown | qtof | esi | unknown | Agilent 6678, LC-ESI-QTOF, UNKNOWN
unknown | 6550 | lc | unknown | unknown | high | Agilent 6550, LC-UNKNOWN-QTOF, HIGH
unknown | 6549 | lc | unknown | unknown | high | Agilent 6549, LC-UNKNOWN-QTOF, HIGH
unknown | 6548 | lc | unknown | unknown | high | Agilent 6548, LC-UNKNOWN-QTOF, HIGH
unknown | 6547 | lc | unknown | unknown | high | Agilent 6547, LC-UNKNOWN-QTOF, HIGH
unknown | 6546 | lc | unknown | unknown | high | Agilent 6546, LC-UNKNOWN-QTOF, HIGH
unknown | 6545 | lc | unknown | unknown | high | Agilent 6545, LC-UNKNOWN-QTOF, HIGH
unknown | 6544 | lc | unknown | unknown | high | Agilent 6544, LC-UNKNOWN-QTOF, HIGH
unknown | 6543 | lc | unknown | unknown | high | Agilent 6543, LC-UNKNOWN-QTOF, HIGH
unknown | 6542 | lc | unknown | unknown | high | Agilent 6542, LC-UNKNOWN-QTOF, HIGH
unknown | 6669 | unknown | qtof | esi | unknown | Agilent 6669, LC-ESI-QTOF, UNKNOWN
unknown | 6668 | unknown | qtof | esi | unknown | Agilent 6668, LC-ESI-QTOF, UNKNOWN
unknown | 6667 | unknown | qtof | esi | unknown | Agilent 6667, LC-ESI-QTOF, UNKNOWN
unknown | 6666 | unknown | qtof | esi | unknown | Agilent 6666, LC-ESI-QTOF, UNKNOWN
unknown | 6665 | unknown | qtof | esi | unknown | Agilent 6665, LC-ESI-QTOF, UNKNOWN
unknown | 6664 | unknown | qtof | esi | unknown | Agilent 6664, LC-ESI-QTOF, UNKNOWN
unknown | 6663 | unknown | qtof | esi | unknown | Agilent 6663, LC-ESI-QTOF, UNKNOWN
unknown | 6662 | unknown | qtof | esi | unknown | Agilent 6662, LC-ESI-QTOF, UNKNOWN
unknown | 6534 | lc | unknown | unknown | high | Agilent 6534, LC-UNKNOWN-QTOF, HIGH
unknown | 6533 | lc | unknown | unknown | high | Agilent 6533, LC-UNKNOWN-QTOF, HIGH
unknown | 6532 | lc | unknown | unknown | high | Agilent 6532, LC-UNKNOWN-QTOF, HIGH
unknown | 6531 | lc | unknown | unknown | high | Agilent 6531, LC-UNKNOWN-QTOF, HIGH
unknown | 6530 | lc | unknown | unknown | high | Agilent 6530, LC-UNKNOWN-QTOF, HIGH
unknown | 6410 | lc | unknown | unknown | low | Agilent 6410, LC-UNKNOWN-QQQ, LOW
unknown | 6210 | ce | unknown | unknown | high | Agilent 6210, CE-UNKNOWN-TOF, HIGH
unknown | 6210 | lc | unknown | unknown | high | Agilent 6210, LC-UNKNOWN-TOF, HIGH
unknown | 6653 | unknown | qtof | esi | unknown | Agilent 6653, LC-ESI-QTOF, UNKNOWN
unknown | 6652 | unknown | qtof | esi | unknown | Agilent 6652, LC-ESI-QTOF, UNKNOWN
unknown | 6651 | unknown | qtof | esi | unknown | Agilent 6651, LC-ESI-QTOF, UNKNOWN
unknown | 6650 | unknown | qtof | esi | unknown | Agilent 6650, LC-ESI-QTOF, UNKNOWN
unknown | 6649 | unknown | qtof | esi | unknown | Agilent 6649, LC-ESI-QTOF, UNKNOWN
unknown | 6648 | unknown | qtof | esi | unknown | Agilent 6648, LC-ESI-QTOF, UNKNOWN
unknown | 6647 | unknown | qtof | esi | unknown | Agilent 6647, LC-ESI-QTOF, UNKNOWN
unknown | 6646 | unknown | qtof | esi | unknown | Agilent 6646, LC-ESI-QTOF, UNKNOWN
unknown | 6677 | unknown | qtof | esi | unknown | Agilent 6677, LC-ESI-QTOF, UNKNOWN
unknown | 6676 | unknown | qtof | esi | unknown | Agilent 6676, LC-ESI-QTOF, UNKNOWN
unknown | 6675 | unknown | qtof | esi | unknown | Agilent 6675, LC-ESI-QTOF, UNKNOWN
unknown | 6674 | unknown | qtof | esi | unknown | Agilent 6674, LC-ESI-QTOF, UNKNOWN
unknown | 6673 | unknown | qtof | esi | unknown | Agilent 6673, LC-ESI-QTOF, UNKNOWN
unknown | 6672 | unknown | qtof | esi | unknown | Agilent 6672, LC-ESI-QTOF, UNKNOWN
unknown | 6671 | unknown | qtof | esi | unknown | Agilent 6671, LC-ESI-QTOF, UNKNOWN
unknown | 6670 | unknown | qtof | esi | unknown | Agilent 6670, LC-ESI-QTOF, UNKNOWN
unknown | 6637 | unknown | qtof | esi | unknown | Agilent 6637, LC-ESI-QTOF, UNKNOWN
unknown | 6636 | unknown | qtof | esi | unknown | Agilent 6636, LC-ESI-QTOF, UNKNOWN
unknown | 6635 | unknown | qtof | esi | unknown | Agilent 6635, LC-ESI-QTOF, UNKNOWN
unknown | 6634 | unknown | qtof | esi | unknown | Agilent 6634, LC-ESI-QTOF, UNKNOWN
unknown | 6633 | unknown | qtof | esi | unknown | Agilent 6633, LC-ESI-QTOF, UNKNOWN
unknown | 6632 | unknown | qtof | esi | unknown | Agilent 6632, LC-ESI-QTOF, UNKNOWN
unknown | 6631 | unknown | qtof | esi | unknown | Agilent 6631, LC-ESI-QTOF, UNKNOWN
unknown | 6630 | unknown | qtof | esi | unknown | Agilent 6630, LC-ESI-QTOF, UNKNOWN
unknown | 6661 | unknown | qtof | esi | unknown | Agilent 6661, LC-ESI-QTOF, UNKNOWN
unknown | 6660 | unknown | qtof | esi | unknown | Agilent 6660, LC-ESI-QTOF, UNKNOWN
unknown | 6659 | unknown | qtof | esi | unknown | Agilent 6659, LC-ESI-QTOF, UNKNOWN
unknown | 6658 | unknown | qtof | esi | unknown | Agilent 6658, LC-ESI-QTOF, UNKNOWN
unknown | 6657 | unknown | qtof | esi | unknown | Agilent 6657, LC-ESI-QTOF, UNKNOWN
unknown | 6656 | unknown | qtof | esi | unknown | Agilent 6656, LC-ESI-QTOF, UNKNOWN
unknown | 6655 | unknown | qtof | esi | unknown | Agilent 6655, LC-ESI-QTOF, UNKNOWN
unknown | 6654 | unknown | qtof | esi | unknown | Agilent 6654, LC-ESI-QTOF, UNKNOWN
unknown | 6621 | unknown | qtof | esi | unknown | Agilent 6621, LC-ESI-QTOF, UNKNOWN
unknown | 6620 | unknown | qtof | esi | unknown | Agilent 6620, LC-ESI-QTOF, UNKNOWN
unknown | 6619 | unknown | qtof | esi | unknown | Agilent 6619, LC-ESI-QTOF, UNKNOWN
unknown | 6618 | unknown | qtof | esi | unknown | Agilent 6618, LC-ESI-QTOF, UNKNOWN
unknown | 6617 | unknown | qtof | esi | unknown | Agilent 6617, LC-ESI-QTOF, UNKNOWN
unknown | 6616 | unknown | qtof | esi | unknown | Agilent 6616, LC-ESI-QTOF, UNKNOWN
unknown | 6615 | unknown | qtof | esi | unknown | Agilent 6615, LC-ESI-QTOF, UNKNOWN
unknown | 6614 | unknown | qtof | esi | unknown | Agilent 6614, LC-ESI-QTOF, UNKNOWN
unknown | 6645 | unknown | qtof | esi | unknown | Agilent 6645, LC-ESI-QTOF, UNKNOWN
unknown | 6644 | unknown | qtof | esi | unknown | Agilent 6644, LC-ESI-QTOF, UNKNOWN
unknown | 6643 | unknown | qtof | esi | unknown | Agilent 6643, LC-ESI-QTOF, UNKNOWN
unknown | 6642 | unknown | qtof | esi | unknown | Agilent 6642, LC-ESI-QTOF, UNKNOWN
unknown | 6641 | unknown | qtof | esi | unknown | Agilent 6641, LC-ESI-QTOF, UNKNOWN
unknown | 6640 | unknown | qtof | esi | unknown | Agilent 6640, LC-ESI-QTOF, UNKNOWN
unknown | 6639 | unknown | qtof | esi | unknown | Agilent 6639, LC-ESI-QTOF, UNKNOWN
unknown | 6638 | unknown | qtof | esi | unknown | Agilent 6638, LC-ESI-QTOF, UNKNOWN
unknown | 6605 | unknown | qtof | esi | unknown | Agilent 6605, LC-ESI-QTOF, UNKNOWN
unknown | 6604 | unknown | qtof | esi | unknown | Agilent 6604, LC-ESI-QTOF, UNKNOWN
unknown | 6603 | unknown | qtof | esi | unknown | Agilent 6603, LC-ESI-QTOF, UNKNOWN
unknown | 6602 | unknown | qtof | esi | unknown | Agilent 6602, LC-ESI-QTOF, UNKNOWN
unknown | 6601 | unknown | qtof | esi | unknown | Agilent 6601, LC-ESI-QTOF, UNKNOWN
unknown | 6599 | unknown | qtof | esi | unknown | Agilent 6599, LC-ESI-QTOF, UNKNOWN
unknown | 6598 | unknown | qtof | esi | unknown | Agilent 6598, LC-ESI-QTOF, UNKNOWN
unknown | 6597 | unknown | qtof | esi | unknown | Agilent 6597, LC-ESI-QTOF, UNKNOWN
unknown | 6629 | unknown | qtof | esi | unknown | Agilent 6629, LC-ESI-QTOF, UNKNOWN
unknown | 6628 | unknown | qtof | esi | unknown | Agilent 6628, LC-ESI-QTOF, UNKNOWN
unknown | 6627 | unknown | qtof | esi | unknown | Agilent 6627, LC-ESI-QTOF, UNKNOWN
unknown | 6626 | unknown | qtof | esi | unknown | Agilent 6626, LC-ESI-QTOF, UNKNOWN
unknown | 6625 | unknown | qtof | esi | unknown | Agilent 6625, LC-ESI-QTOF, UNKNOWN
unknown | 6624 | unknown | qtof | esi | unknown | Agilent 6624, LC-ESI-QTOF, UNKNOWN
unknown | 6623 | unknown | qtof | esi | unknown | Agilent 6623, LC-ESI-QTOF, UNKNOWN
unknown | 6622 | unknown | qtof | esi | unknown | Agilent 6622, LC-ESI-QTOF, UNKNOWN
unknown | 6587 | unknown | qtof | esi | unknown | Agilent 6587, LC-ESI-QTOF, UNKNOWN
unknown | 6586 | unknown | qtof | esi | unknown | Agilent 6586, LC-ESI-QTOF, UNKNOWN
unknown | 6585 | unknown | qtof | esi | unknown | Agilent 6585, LC-ESI-QTOF, UNKNOWN
unknown | 6584 | unknown | qtof | esi | unknown | Agilent 6584, LC-ESI-QTOF, UNKNOWN
unknown | 6583 | unknown | qtof | esi | unknown | Agilent 6583, LC-ESI-QTOF, UNKNOWN
unknown | 6582 | unknown | qtof | esi | unknown | Agilent 6582, LC-ESI-QTOF, UNKNOWN
unknown | 6581 | unknown | qtof | esi | unknown | Agilent 6581, LC-ESI-QTOF, UNKNOWN
unknown | 6580 | unknown | qtof | esi | unknown | Agilent 6580, LC-ESI-QTOF, UNKNOWN
unknown | 6613 | unknown | qtof | esi | unknown | Agilent 6613, LC-ESI-QTOF, UNKNOWN
unknown | 6612 | unknown | qtof | esi | unknown | Agilent 6612, LC-ESI-QTOF, UNKNOWN
unknown | 6611 | unknown | qtof | esi | unknown | Agilent 6611, LC-ESI-QTOF, UNKNOWN
unknown | 6610 | unknown | qtof | esi | unknown | Agilent 6610, LC-ESI-QTOF, UNKNOWN
unknown | 6609 | unknown | qtof | esi | unknown | Agilent 6609, LC-ESI-QTOF, UNKNOWN
unknown | 6608 | unknown | qtof | esi | unknown | Agilent 6608, LC-ESI-QTOF, UNKNOWN
unknown | 6607 | unknown | qtof | esi | unknown | Agilent 6607, LC-ESI-QTOF, UNKNOWN
unknown | 6606 | unknown | qtof | esi | unknown | Agilent 6606, LC-ESI-QTOF, UNKNOWN
unknown | 6570 | unknown | qtof | esi | unknown | Agilent 6570, LC-ESI-QTOF, UNKNOWN
unknown | 6569 | unknown | qtof | esi | unknown | Agilent 6569, LC-ESI-QTOF, UNKNOWN
unknown | 6568 | unknown | qtof | esi | unknown | Agilent 6568, LC-ESI-QTOF, UNKNOWN
unknown | 6567 | unknown | qtof | esi | unknown | Agilent 6567, LC-ESI-QTOF, UNKNOWN
unknown | 6566 | unknown | qtof | esi | unknown | Agilent 6566, LC-ESI-QTOF, UNKNOWN
unknown | 6565 | unknown | qtof | esi | unknown | Agilent 6565, LC-ESI-QTOF, UNKNOWN
unknown | 6564 | unknown | qtof | esi | unknown | Agilent 6564, LC-ESI-QTOF, UNKNOWN
unknown | 6563 | unknown | qtof | esi | unknown | Agilent 6563, LC-ESI-QTOF, UNKNOWN
unknown | 6596 | unknown | qtof | esi | unknown | Agilent 6596, LC-ESI-QTOF, UNKNOWN
unknown | 6595 | unknown | qtof | esi | unknown | Agilent 6595, LC-ESI-QTOF, UNKNOWN
unknown | 6594 | unknown | qtof | esi | unknown | Agilent 6594, LC-ESI-QTOF, UNKNOWN
unknown | 6593 | unknown | qtof | esi | unknown | Agilent 6593, LC-ESI-QTOF, UNKNOWN
unknown | 6592 | unknown | qtof | esi | unknown | Agilent 6592, LC-ESI-QTOF, UNKNOWN
unknown | 6591 | unknown | qtof | esi | unknown | Agilent 6591, LC-ESI-QTOF, UNKNOWN
unknown | 6589 | unknown | qtof | esi | unknown | Agilent 6589, LC-ESI-QTOF, UNKNOWN
unknown | 6588 | unknown | qtof | esi | unknown | Agilent 6588, LC-ESI-QTOF, UNKNOWN
unknown | 6554 | unknown | qtof | esi | unknown | Agilent 6554, LC-ESI-QTOF, UNKNOWN
unknown | 6553 | unknown | qtof | esi | unknown | Agilent 6553, LC-ESI-QTOF, UNKNOWN
unknown | 6552 | unknown | qtof | esi | unknown | Agilent 6552, LC-ESI-QTOF, UNKNOWN
unknown | 6551 | unknown | qtof | esi | unknown | Agilent 6551, LC-ESI-QTOF, UNKNOWN
unknown | 6550 | unknown | qtof | esi | unknown | Agilent 6550, LC-ESI-QTOF, UNKNOWN
unknown | 6549 | unknown | qtof | esi | unknown | Agilent 6549, LC-ESI-QTOF, UNKNOWN
unknown | 6548 | unknown | qtof | esi | unknown | Agilent 6548, LC-ESI-QTOF, UNKNOWN
unknown | 6547 | unknown | qtof | esi | unknown | Agilent 6547, LC-ESI-QTOF, UNKNOWN
unknown | 6578 | unknown | qtof | esi | unknown | Agilent 6578, LC-ESI-QTOF, UNKNOWN
unknown | 6577 | unknown | qtof | esi | unknown | Agilent 6577, LC-ESI-QTOF, UNKNOWN
unknown | 6576 | unknown | qtof | esi | unknown | Agilent 6576, LC-ESI-QTOF, UNKNOWN
unknown | 6575 | unknown | qtof | esi | unknown | Agilent 6575, LC-ESI-QTOF, UNKNOWN
unknown | 6574 | unknown | qtof | esi | unknown | Agilent 6574, LC-ESI-QTOF, UNKNOWN
unknown | 6573 | unknown | qtof | esi | unknown | Agilent 6573, LC-ESI-QTOF, UNKNOWN
unknown | 6572 | unknown | qtof | esi | unknown | Agilent 6572, LC-ESI-QTOF, UNKNOWN
unknown | 6571 | unknown | qtof | esi | unknown | Agilent 6571, LC-ESI-QTOF, UNKNOWN
unknown | 6538 | unknown | qtof | esi | unknown | Agilent 6538, LC-ESI-QTOF, UNKNOWN
unknown | 6537 | unknown | qtof | esi | unknown | Agilent 6537, LC-ESI-QTOF, UNKNOWN
unknown | 6536 | unknown | qtof | esi | unknown | Agilent 6536, LC-ESI-QTOF, UNKNOWN
unknown | 6535 | unknown | qtof | esi | unknown | Agilent 6535, LC-ESI-QTOF, UNKNOWN
unknown | 6534 | unknown | qtof | esi | unknown | Agilent 6534, LC-ESI-QTOF, UNKNOWN
unknown | 6533 | unknown | qtof | esi | unknown | Agilent 6533, LC-ESI-QTOF, UNKNOWN
unknown | 6532 | unknown | qtof | esi | unknown | Agilent 6532, LC-ESI-QTOF, UNKNOWN
unknown | 6531 | unknown | qtof | esi | unknown | Agilent 6531, LC-ESI-QTOF, UNKNOWN
unknown | 6562 | unknown | qtof | esi | unknown | Agilent 6562, LC-ESI-QTOF, UNKNOWN
unknown | 6561 | unknown | qtof | esi | unknown | Agilent 6561, LC-ESI-QTOF, UNKNOWN
unknown | 6560 | unknown | qtof | esi | unknown | Agilent 6560, LC-ESI-QTOF, UNKNOWN
unknown | 6559 | unknown | qtof | esi | unknown | Agilent 6559, LC-ESI-QTOF, UNKNOWN
unknown | 6558 | unknown | qtof | esi | unknown | Agilent 6558, LC-ESI-QTOF, UNKNOWN
unknown | 6557 | unknown | qtof | esi | unknown | Agilent 6557, LC-ESI-QTOF, UNKNOWN
unknown | 6556 | unknown | qtof | esi | unknown | Agilent 6556, LC-ESI-QTOF, UNKNOWN
unknown | 6555 | unknown | qtof | esi | unknown | Agilent 6555, LC-ESI-QTOF, UNKNOWN
unknown | 7100 | unknown | qtof | unknown | high | Agilent 7100, CE-UNKNOWN-QTOF, HIGH
unknown | 6680 | unknown | qtof | unknown | high | Agilent 6680, LC-UNKNOWN-QTOF, HIGH
unknown | 6679 | unknown | qtof | unknown | high | Agilent 6679, LC-UNKNOWN-QTOF, HIGH
unknown | 6678 | unknown | qtof | unknown | high | Agilent 6678, LC-UNKNOWN-QTOF, HIGH
unknown | 6677 | unknown | qtof | unknown | high | Agilent 6677, LC-UNKNOWN-QTOF, HIGH
unknown | 6676 | unknown | qtof | unknown | high | Agilent 6676, LC-UNKNOWN-QTOF, HIGH
unknown | 6675 | unknown | qtof | unknown | high | Agilent 6675, LC-UNKNOWN-QTOF, HIGH
unknown | 6674 | unknown | qtof | unknown | high | Agilent 6674, LC-UNKNOWN-QTOF, HIGH
unknown | 6546 | unknown | qtof | esi | unknown | Agilent 6546, LC-ESI-QTOF, UNKNOWN
unknown | 6545 | unknown | qtof | esi | unknown | Agilent 6545, LC-ESI-QTOF, UNKNOWN
unknown | 6544 | unknown | qtof | esi | unknown | Agilent 6544, LC-ESI-QTOF, UNKNOWN
unknown | 6543 | unknown | qtof | esi | unknown | Agilent 6543, LC-ESI-QTOF, UNKNOWN
unknown | 6542 | unknown | qtof | esi | unknown | Agilent 6542, LC-ESI-QTOF, UNKNOWN
unknown | 6541 | unknown | qtof | esi | unknown | Agilent 6541, LC-ESI-QTOF, UNKNOWN
unknown | 6540 | unknown | qtof | esi | unknown | Agilent 6540, LC-ESI-QTOF, UNKNOWN
unknown | 6539 | unknown | qtof | esi | unknown | Agilent 6539, LC-ESI-QTOF, UNKNOWN
unknown | 6666 | unknown | qtof | unknown | high | Agilent 6666, LC-UNKNOWN-QTOF, HIGH
unknown | 6665 | unknown | qtof | unknown | high | Agilent 6665, LC-UNKNOWN-QTOF, HIGH
unknown | 6664 | unknown | qtof | unknown | high | Agilent 6664, LC-UNKNOWN-QTOF, HIGH
unknown | 6663 | unknown | qtof | unknown | high | Agilent 6663, LC-UNKNOWN-QTOF, HIGH
unknown | 6662 | unknown | qtof | unknown | high | Agilent 6662, LC-UNKNOWN-QTOF, HIGH
unknown | 6661 | unknown | qtof | unknown | high | Agilent 6661, LC-UNKNOWN-QTOF, HIGH
unknown | 6660 | unknown | qtof | unknown | high | Agilent 6660, LC-UNKNOWN-QTOF, HIGH
unknown | 6659 | unknown | qtof | unknown | high | Agilent 6659, LC-UNKNOWN-QTOF, HIGH
unknown | 6658 | unknown | qtof | unknown | high | Agilent 6658, LC-UNKNOWN-QTOF, HIGH
unknown | 6530 | unknown | qtof | esi | unknown | Agilent 6530, LC-ESI-QTOF, UNKNOWN
unknown | 6410 | unknown | qqq | esi | unknown | Agilent 6410, LC-ESI-QQQ, UNKNOWN
unknown | 6210 | unknown | tof | esi | unknown | Agilent 6210, LC-ESI-TOF, UNKNOWN
unknown | 6210 | unknown | tof | esi | unknown | Agilent 6210, LC-ESI-TOF, UNKNOWN
unknown | 6650 | unknown | qtof | unknown | high | Agilent 6650, LC-UNKNOWN-QTOF, HIGH
unknown | 6649 | unknown | qtof | unknown | high | Agilent 6649, LC-UNKNOWN-QTOF, HIGH
unknown | 6648 | unknown | qtof | unknown | high | Agilent 6648, LC-UNKNOWN-QTOF, HIGH
unknown | 6647 | unknown | qtof | unknown | high | Agilent 6647, LC-UNKNOWN-QTOF, HIGH
unknown | 6646 | unknown | qtof | unknown | high | Agilent 6646, LC-UNKNOWN-QTOF, HIGH
unknown | 6645 | unknown | qtof | unknown | high | Agilent 6645, LC-UNKNOWN-QTOF, HIGH
unknown | 6644 | unknown | qtof | unknown | high | Agilent 6644, LC-UNKNOWN-QTOF, HIGH
unknown | 6643 | unknown | qtof | unknown | high | Agilent 6643, LC-UNKNOWN-QTOF, HIGH
unknown | 6642 | unknown | qtof | unknown | high | Agilent 6642, LC-UNKNOWN-QTOF, HIGH
unknown | 6673 | unknown | qtof | unknown | high | Agilent 6673, LC-UNKNOWN-QTOF, HIGH
unknown | 6672 | unknown | qtof | unknown | high | Agilent 6672, LC-UNKNOWN-QTOF, HIGH
unknown | 6671 | unknown | qtof | unknown | high | Agilent 6671, LC-UNKNOWN-QTOF, HIGH
unknown | 6670 | unknown | qtof | unknown | high | Agilent 6670, LC-UNKNOWN-QTOF, HIGH
unknown | 6669 | unknown | qtof | unknown | high | Agilent 6669, LC-UNKNOWN-QTOF, HIGH
unknown | 6668 | unknown | qtof | unknown | high | Agilent 6668, LC-UNKNOWN-QTOF, HIGH
unknown | 6667 | unknown | qtof | unknown | high | Agilent 6667, LC-UNKNOWN-QTOF, HIGH
unknown | 6634 | unknown | qtof | unknown | high | Agilent 6634, LC-UNKNOWN-QTOF, HIGH
unknown | 6633 | unknown | qtof | unknown | high | Agilent 6633, LC-UNKNOWN-QTOF, HIGH
unknown | 6632 | unknown | qtof | unknown | high | Agilent 6632, LC-UNKNOWN-QTOF, HIGH
unknown | 6631 | unknown | qtof | unknown | high | Agilent 6631, LC-UNKNOWN-QTOF, HIGH
unknown | 6630 | unknown | qtof | unknown | high | Agilent 6630, LC-UNKNOWN-QTOF, HIGH
unknown | 6629 | unknown | qtof | unknown | high | Agilent 6629, LC-UNKNOWN-QTOF, HIGH
unknown | 6628 | unknown | qtof | unknown | high | Agilent 6628, LC-UNKNOWN-QTOF, HIGH
unknown | 6627 | unknown | qtof | unknown | high | Agilent 6627, LC-UNKNOWN-QTOF, HIGH
unknown | 6626 | unknown | qtof | unknown | high | Agilent 6626, LC-UNKNOWN-QTOF, HIGH
unknown | 6657 | unknown | qtof | unknown | high | Agilent 6657, LC-UNKNOWN-QTOF, HIGH
unknown | 6656 | unknown | qtof | unknown | high | Agilent 6656, LC-UNKNOWN-QTOF, HIGH
unknown | 6655 | unknown | qtof | unknown | high | Agilent 6655, LC-UNKNOWN-QTOF, HIGH
unknown | 6654 | unknown | qtof | unknown | high | Agilent 6654, LC-UNKNOWN-QTOF, HIGH
unknown | 6653 | unknown | qtof | unknown | high | Agilent 6653, LC-UNKNOWN-QTOF, HIGH
unknown | 6652 | unknown | qtof | unknown | high | Agilent 6652, LC-UNKNOWN-QTOF, HIGH
unknown | 6651 | unknown | qtof | unknown | high | Agilent 6651, LC-UNKNOWN-QTOF, HIGH
unknown | 6618 | unknown | qtof | unknown | high | Agilent 6618, LC-UNKNOWN-QTOF, HIGH
unknown | 6617 | unknown | qtof | unknown | high | Agilent 6617, LC-UNKNOWN-QTOF, HIGH
unknown | 6616 | unknown | qtof | unknown | high | Agilent 6616, LC-UNKNOWN-QTOF, HIGH
unknown | 6615 | unknown | qtof | unknown | high | Agilent 6615, LC-UNKNOWN-QTOF, HIGH
unknown | 6614 | unknown | qtof | unknown | high | Agilent 6614, LC-UNKNOWN-QTOF, HIGH
unknown | 6613 | unknown | qtof | unknown | high | Agilent 6613, LC-UNKNOWN-QTOF, HIGH
unknown | 6612 | unknown | qtof | unknown | high | Agilent 6612, LC-UNKNOWN-QTOF, HIGH
unknown | 6611 | unknown | qtof | unknown | high | Agilent 6611, LC-UNKNOWN-QTOF, HIGH
unknown | 6610 | unknown | qtof | unknown | high | Agilent 6610, LC-UNKNOWN-QTOF, HIGH
unknown | 6641 | unknown | qtof | unknown | high | Agilent 6641, LC-UNKNOWN-QTOF, HIGH
unknown | 6640 | unknown | qtof | unknown | high | Agilent 6640, LC-UNKNOWN-QTOF, HIGH
unknown | 6639 | unknown | qtof | unknown | high | Agilent 6639, LC-UNKNOWN-QTOF, HIGH
unknown | 6638 | unknown | qtof | unknown | high | Agilent 6638, LC-UNKNOWN-QTOF, HIGH
unknown | 6637 | unknown | qtof | unknown | high | Agilent 6637, LC-UNKNOWN-QTOF, HIGH
unknown | 6636 | unknown | qtof | unknown | high | Agilent 6636, LC-UNKNOWN-QTOF, HIGH
unknown | 6635 | unknown | qtof | unknown | high | Agilent 6635, LC-UNKNOWN-QTOF, HIGH
unknown | 6602 | unknown | qtof | unknown | high | Agilent 6602, LC-UNKNOWN-QTOF, HIGH
unknown | 6601 | unknown | qtof | unknown | high | Agilent 6601, LC-UNKNOWN-QTOF, HIGH
unknown | 6599 | unknown | qtof | unknown | high | Agilent 6599, LC-UNKNOWN-QTOF, HIGH
unknown | 6598 | unknown | qtof | unknown | high | Agilent 6598, LC-UNKNOWN-QTOF, HIGH
unknown | 6597 | unknown | qtof | unknown | high | Agilent 6597, LC-UNKNOWN-QTOF, HIGH
unknown | 6596 | unknown | qtof | unknown | high | Agilent 6596, LC-UNKNOWN-QTOF, HIGH
unknown | 6595 | unknown | qtof | unknown | high | Agilent 6595, LC-UNKNOWN-QTOF, HIGH
unknown | 6594 | unknown | qtof | unknown | high | Agilent 6594, LC-UNKNOWN-QTOF, HIGH
unknown | 6593 | unknown | qtof | unknown | high | Agilent 6593, LC-UNKNOWN-QTOF, HIGH
unknown | 6625 | unknown | qtof | unknown | high | Agilent 6625, LC-UNKNOWN-QTOF, HIGH
unknown | 6624 | unknown | qtof | unknown | high | Agilent 6624, LC-UNKNOWN-QTOF, HIGH
unknown | 6623 | unknown | qtof | unknown | high | Agilent 6623, LC-UNKNOWN-QTOF, HIGH
unknown | 6622 | unknown | qtof | unknown | high | Agilent 6622, LC-UNKNOWN-QTOF, HIGH
unknown | 6621 | unknown | qtof | unknown | high | Agilent 6621, LC-UNKNOWN-QTOF, HIGH
unknown | 6620 | unknown | qtof | unknown | high | Agilent 6620, LC-UNKNOWN-QTOF, HIGH
unknown | 6619 | unknown | qtof | unknown | high | Agilent 6619, LC-UNKNOWN-QTOF, HIGH
unknown | 6584 | unknown | qtof | unknown | high | Agilent 6584, LC-UNKNOWN-QTOF, HIGH
unknown | 6583 | unknown | qtof | unknown | high | Agilent 6583, LC-UNKNOWN-QTOF, HIGH
unknown | 6582 | unknown | qtof | unknown | high | Agilent 6582, LC-UNKNOWN-QTOF, HIGH
unknown | 6581 | unknown | qtof | unknown | high | Agilent 6581, LC-UNKNOWN-QTOF, HIGH
unknown | 6580 | unknown | qtof | unknown | high | Agilent 6580, LC-UNKNOWN-QTOF, HIGH
unknown | 6578 | unknown | qtof | unknown | high | Agilent 6578, LC-UNKNOWN-QTOF, HIGH
unknown | 6577 | unknown | qtof | unknown | high | Agilent 6577, LC-UNKNOWN-QTOF, HIGH
unknown | 6576 | unknown | qtof | unknown | high | Agilent 6576, LC-UNKNOWN-QTOF, HIGH
unknown | 6575 | unknown | qtof | unknown | high | Agilent 6575, LC-UNKNOWN-QTOF, HIGH
unknown | 6609 | unknown | qtof | unknown | high | Agilent 6609, LC-UNKNOWN-QTOF, HIGH
unknown | 6608 | unknown | qtof | unknown | high | Agilent 6608, LC-UNKNOWN-QTOF, HIGH
unknown | 6607 | unknown | qtof | unknown | high | Agilent 6607, LC-UNKNOWN-QTOF, HIGH
unknown | 6606 | unknown | qtof | unknown | high | Agilent 6606, LC-UNKNOWN-QTOF, HIGH
unknown | 6605 | unknown | qtof | unknown | high | Agilent 6605, LC-UNKNOWN-QTOF, HIGH
unknown | 6604 | unknown | qtof | unknown | high | Agilent 6604, LC-UNKNOWN-QTOF, HIGH
unknown | 6603 | unknown | qtof | unknown | high | Agilent 6603, LC-UNKNOWN-QTOF, HIGH
unknown | 6567 | unknown | qtof | unknown | high | Agilent 6567, LC-UNKNOWN-QTOF, HIGH
unknown | 6566 | unknown | qtof | unknown | high | Agilent 6566, LC-UNKNOWN-QTOF, HIGH
unknown | 6565 | unknown | qtof | unknown | high | Agilent 6565, LC-UNKNOWN-QTOF, HIGH
unknown | 6564 | unknown | qtof | unknown | high | Agilent 6564, LC-UNKNOWN-QTOF, HIGH
unknown | 6563 | unknown | qtof | unknown | high | Agilent 6563, LC-UNKNOWN-QTOF, HIGH
unknown | 6562 | unknown | qtof | unknown | high | Agilent 6562, LC-UNKNOWN-QTOF, HIGH
unknown | 6561 | unknown | qtof | unknown | high | Agilent 6561, LC-UNKNOWN-QTOF, HIGH
unknown | 6560 | unknown | qtof | unknown | high | Agilent 6560, LC-UNKNOWN-QTOF, HIGH
unknown | 6559 | unknown | qtof | unknown | high | Agilent 6559, LC-UNKNOWN-QTOF, HIGH
unknown | 6592 | unknown | qtof | unknown | high | Agilent 6592, LC-UNKNOWN-QTOF, HIGH
unknown | 6591 | unknown | qtof | unknown | high | Agilent 6591, LC-UNKNOWN-QTOF, HIGH
unknown | 6589 | unknown | qtof | unknown | high | Agilent 6589, LC-UNKNOWN-QTOF, HIGH
unknown | 6588 | unknown | qtof | unknown | high | Agilent 6588, LC-UNKNOWN-QTOF, HIGH
unknown | 6587 | unknown | qtof | unknown | high | Agilent 6587, LC-UNKNOWN-QTOF, HIGH
unknown | 6586 | unknown | qtof | unknown | high | Agilent 6586, LC-UNKNOWN-QTOF, HIGH
unknown | 6585 | unknown | qtof | unknown | high | Agilent 6585, LC-UNKNOWN-QTOF, HIGH
unknown | 6551 | unknown | qtof | unknown | high | Agilent 6551, LC-UNKNOWN-QTOF, HIGH
unknown | 6550 | unknown | qtof | unknown | high | Agilent 6550, LC-UNKNOWN-QTOF, HIGH
unknown | 6549 | unknown | qtof | unknown | high | Agilent 6549, LC-UNKNOWN-QTOF, HIGH
unknown | 6548 | unknown | qtof | unknown | high | Agilent 6548, LC-UNKNOWN-QTOF, HIGH
unknown | 6547 | unknown | qtof | unknown | high | Agilent 6547, LC-UNKNOWN-QTOF, HIGH
unknown | 6546 | unknown | qtof | unknown | high | Agilent 6546, LC-UNKNOWN-QTOF, HIGH
unknown | 6545 | unknown | qtof | unknown | high | Agilent 6545, LC-UNKNOWN-QTOF, HIGH
unknown | 6544 | unknown | qtof | unknown | high | Agilent 6544, LC-UNKNOWN-QTOF, HIGH
unknown | 6543 | unknown | qtof | unknown | high | Agilent 6543, LC-UNKNOWN-QTOF, HIGH
unknown | 6574 | unknown | qtof | unknown | high | Agilent 6574, LC-UNKNOWN-QTOF, HIGH
unknown | 6573 | unknown | qtof | unknown | high | Agilent 6573, LC-UNKNOWN-QTOF, HIGH
unknown | 6572 | unknown | qtof | unknown | high | Agilent 6572, LC-UNKNOWN-QTOF, HIGH
unknown | 6571 | unknown | qtof | unknown | high | Agilent 6571, LC-UNKNOWN-QTOF, HIGH
unknown | 6570 | unknown | qtof | unknown | high | Agilent 6570, LC-UNKNOWN-QTOF, HIGH
unknown | 6569 | unknown | qtof | unknown | high | Agilent 6569, LC-UNKNOWN-QTOF, HIGH
unknown | 6568 | unknown | qtof | unknown | high | Agilent 6568, LC-UNKNOWN-QTOF, HIGH
unknown | 6535 | unknown | qtof | unknown | high | Agilent 6535, LC-UNKNOWN-QTOF, HIGH
unknown | 6534 | unknown | qtof | unknown | high | Agilent 6534, LC-UNKNOWN-QTOF, HIGH
unknown | 6533 | unknown | qtof | unknown | high | Agilent 6533, LC-UNKNOWN-QTOF, HIGH
unknown | 6532 | unknown | qtof | unknown | high | Agilent 6532, LC-UNKNOWN-QTOF, HIGH
unknown | 6531 | unknown | qtof | unknown | high | Agilent 6531, LC-UNKNOWN-QTOF, HIGH
unknown | 6530 | unknown | qtof | unknown | high | Agilent 6530, LC-UNKNOWN-QTOF, HIGH
unknown | 6410 | unknown | qqq | unknown | low | Agilent 6410, LC-UNKNOWN-QQQ, LOW
unknown | 6210 | unknown | tof | unknown | high | Agilent 6210, CE-UNKNOWN-TOF, HIGH
unknown | 6210 | unknown | tof | unknown | high | Agilent 6210, CE-UNKNOWN-TOF, HIGH
unknown | 6558 | unknown | qtof | unknown | high | Agilent 6558, LC-UNKNOWN-QTOF, HIGH
unknown | 6557 | unknown | qtof | unknown | high | Agilent 6557, LC-UNKNOWN-QTOF, HIGH
unknown | 6556 | unknown | qtof | unknown | high | Agilent 6556, LC-UNKNOWN-QTOF, HIGH
unknown | 6555 | unknown | qtof | unknown | high | Agilent 6555, LC-UNKNOWN-QTOF, HIGH
unknown | 6554 | unknown | qtof | unknown | high | Agilent 6554, LC-UNKNOWN-QTOF, HIGH
unknown | 6553 | unknown | qtof | unknown | high | Agilent 6553, LC-UNKNOWN-QTOF, HIGH
unknown | 6552 | unknown | qtof | unknown | high | Agilent 6552, LC-UNKNOWN-QTOF, HIGH
unknown | 6678 | unknown | unknown | esi | high | Agilent 6678, LC-ESI-QTOF, HIGH
unknown | 6677 | unknown | unknown | esi | high | Agilent 6677, LC-ESI-QTOF, HIGH
unknown | 6676 | unknown | unknown | esi | high | Agilent 6676, LC-ESI-QTOF, HIGH
unknown | 6675 | unknown | unknown | esi | high | Agilent 6675, LC-ESI-QTOF, HIGH
unknown | 6674 | unknown | unknown | esi | high | Agilent 6674, LC-ESI-QTOF, HIGH
unknown | 6673 | unknown | unknown | esi | high | Agilent 6673, LC-ESI-QTOF, HIGH
unknown | 6672 | unknown | unknown | esi | high | Agilent 6672, LC-ESI-QTOF, HIGH
unknown | 6671 | unknown | unknown | esi | high | Agilent 6671, LC-ESI-QTOF, HIGH
unknown | 6670 | unknown | unknown | esi | high | Agilent 6670, LC-ESI-QTOF, HIGH
unknown | 6542 | unknown | qtof | unknown | high | Agilent 6542, LC-UNKNOWN-QTOF, HIGH
unknown | 6541 | unknown | qtof | unknown | high | Agilent 6541, LC-UNKNOWN-QTOF, HIGH
unknown | 6540 | unknown | qtof | unknown | high | Agilent 6540, LC-UNKNOWN-QTOF, HIGH
unknown | 6539 | unknown | qtof | unknown | high | Agilent 6539, LC-UNKNOWN-QTOF, HIGH
unknown | 6538 | unknown | qtof | unknown | high | Agilent 6538, LC-UNKNOWN-QTOF, HIGH
unknown | 6537 | unknown | qtof | unknown | high | Agilent 6537, LC-UNKNOWN-QTOF, HIGH
unknown | 6536 | unknown | qtof | unknown | high | Agilent 6536, LC-UNKNOWN-QTOF, HIGH
unknown | 6663 | unknown | unknown | esi | high | Agilent 6663, LC-ESI-QTOF, HIGH
unknown | 6662 | unknown | unknown | esi | high | Agilent 6662, LC-ESI-QTOF, HIGH
unknown | 6661 | unknown | unknown | esi | high | Agilent 6661, LC-ESI-QTOF, HIGH
unknown | 6660 | unknown | unknown | esi | high | Agilent 6660, LC-ESI-QTOF, HIGH
unknown | 6659 | unknown | unknown | esi | high | Agilent 6659, LC-ESI-QTOF, HIGH
unknown | 6658 | unknown | unknown | esi | high | Agilent 6658, LC-ESI-QTOF, HIGH
unknown | 6657 | unknown | unknown | esi | high | Agilent 6657, LC-ESI-QTOF, HIGH
unknown | 6656 | unknown | unknown | esi | high | Agilent 6656, LC-ESI-QTOF, HIGH
unknown | 6655 | unknown | unknown | esi | high | Agilent 6655, LC-ESI-QTOF, HIGH
unknown | 6654 | unknown | unknown | esi | high | Agilent 6654, LC-ESI-QTOF, HIGH
unknown | 7100 | unknown | unknown | esi | high | Agilent 7100, LC-ESI-QTOF, HIGH
unknown | 6680 | unknown | unknown | esi | high | Agilent 6680, LC-ESI-QTOF, HIGH
unknown | 6679 | unknown | unknown | esi | high | Agilent 6679, LC-ESI-QTOF, HIGH
unknown | 6647 | unknown | unknown | esi | high | Agilent 6647, LC-ESI-QTOF, HIGH
unknown | 6646 | unknown | unknown | esi | high | Agilent 6646, LC-ESI-QTOF, HIGH
unknown | 6645 | unknown | unknown | esi | high | Agilent 6645, LC-ESI-QTOF, HIGH
unknown | 6644 | unknown | unknown | esi | high | Agilent 6644, LC-ESI-QTOF, HIGH
unknown | 6643 | unknown | unknown | esi | high | Agilent 6643, LC-ESI-QTOF, HIGH
unknown | 6642 | unknown | unknown | esi | high | Agilent 6642, LC-ESI-QTOF, HIGH
unknown | 6641 | unknown | unknown | esi | high | Agilent 6641, LC-ESI-QTOF, HIGH
unknown | 6640 | unknown | unknown | esi | high | Agilent 6640, LC-ESI-QTOF, HIGH
unknown | 6639 | unknown | unknown | esi | high | Agilent 6639, LC-ESI-QTOF, HIGH
unknown | 6638 | unknown | unknown | esi | high | Agilent 6638, LC-ESI-QTOF, HIGH
unknown | 6669 | unknown | unknown | esi | high | Agilent 6669, LC-ESI-QTOF, HIGH
unknown | 6668 | unknown | unknown | esi | high | Agilent 6668, LC-ESI-QTOF, HIGH
unknown | 6667 | unknown | unknown | esi | high | Agilent 6667, LC-ESI-QTOF, HIGH
unknown | 6666 | unknown | unknown | esi | high | Agilent 6666, LC-ESI-QTOF, HIGH
unknown | 6665 | unknown | unknown | esi | high | Agilent 6665, LC-ESI-QTOF, HIGH
unknown | 6664 | unknown | unknown | esi | high | Agilent 6664, LC-ESI-QTOF, HIGH
unknown | 6631 | unknown | unknown | esi | high | Agilent 6631, LC-ESI-QTOF, HIGH
unknown | 6630 | unknown | unknown | esi | high | Agilent 6630, LC-ESI-QTOF, HIGH
unknown | 6629 | unknown | unknown | esi | high | Agilent 6629, LC-ESI-QTOF, HIGH
unknown | 6628 | unknown | unknown | esi | high | Agilent 6628, LC-ESI-QTOF, HIGH
unknown | 6627 | unknown | unknown | esi | high | Agilent 6627, LC-ESI-QTOF, HIGH
unknown | 6626 | unknown | unknown | esi | high | Agilent 6626, LC-ESI-QTOF, HIGH
unknown | 6625 | unknown | unknown | esi | high | Agilent 6625, LC-ESI-QTOF, HIGH
unknown | 6624 | unknown | unknown | esi | high | Agilent 6624, LC-ESI-QTOF, HIGH
unknown | 6623 | unknown | unknown | esi | high | Agilent 6623, LC-ESI-QTOF, HIGH
unknown | 6622 | unknown | unknown | esi | high | Agilent 6622, LC-ESI-QTOF, HIGH
unknown | 6653 | unknown | unknown | esi | high | Agilent 6653, LC-ESI-QTOF, HIGH
unknown | 6652 | unknown | unknown | esi | high | Agilent 6652, LC-ESI-QTOF, HIGH
unknown | 6651 | unknown | unknown | esi | high | Agilent 6651, LC-ESI-QTOF, HIGH
unknown | 6650 | unknown | unknown | esi | high | Agilent 6650, LC-ESI-QTOF, HIGH
unknown | 6649 | unknown | unknown | esi | high | Agilent 6649, LC-ESI-QTOF, HIGH
unknown | 6648 | unknown | unknown | esi | high | Agilent 6648, LC-ESI-QTOF, HIGH
unknown | 6615 | unknown | unknown | esi | high | Agilent 6615, LC-ESI-QTOF, HIGH
unknown | 6614 | unknown | unknown | esi | high | Agilent 6614, LC-ESI-QTOF, HIGH
unknown | 6613 | unknown | unknown | esi | high | Agilent 6613, LC-ESI-QTOF, HIGH
unknown | 6612 | unknown | unknown | esi | high | Agilent 6612, LC-ESI-QTOF, HIGH
unknown | 6611 | unknown | unknown | esi | high | Agilent 6611, LC-ESI-QTOF, HIGH
unknown | 6610 | unknown | unknown | esi | high | Agilent 6610, LC-ESI-QTOF, HIGH
unknown | 6609 | unknown | unknown | esi | high | Agilent 6609, LC-ESI-QTOF, HIGH
unknown | 6608 | unknown | unknown | esi | high | Agilent 6608, LC-ESI-QTOF, HIGH
unknown | 6607 | unknown | unknown | esi | high | Agilent 6607, LC-ESI-QTOF, HIGH
unknown | 6606 | unknown | unknown | esi | high | Agilent 6606, LC-ESI-QTOF, HIGH
unknown | 6637 | unknown | unknown | esi | high | Agilent 6637, LC-ESI-QTOF, HIGH
unknown | 6636 | unknown | unknown | esi | high | Agilent 6636, LC-ESI-QTOF, HIGH
unknown | 6635 | unknown | unknown | esi | high | Agilent 6635, LC-ESI-QTOF, HIGH
unknown | 6634 | unknown | unknown | esi | high | Agilent 6634, LC-ESI-QTOF, HIGH
unknown | 6633 | unknown | unknown | esi | high | Agilent 6633, LC-ESI-QTOF, HIGH
unknown | 6632 | unknown | unknown | esi | high | Agilent 6632, LC-ESI-QTOF, HIGH
unknown | 6598 | unknown | unknown | esi | high | Agilent 6598, LC-ESI-QTOF, HIGH
unknown | 6597 | unknown | unknown | esi | high | Agilent 6597, LC-ESI-QTOF, HIGH
unknown | 6596 | unknown | unknown | esi | high | Agilent 6596, LC-ESI-QTOF, HIGH
unknown | 6595 | unknown | unknown | esi | high | Agilent 6595, LC-ESI-QTOF, HIGH
unknown | 6594 | unknown | unknown | esi | high | Agilent 6594, LC-ESI-QTOF, HIGH
unknown | 6593 | unknown | unknown | esi | high | Agilent 6593, LC-ESI-QTOF, HIGH
unknown | 6592 | unknown | unknown | esi | high | Agilent 6592, LC-ESI-QTOF, HIGH
unknown | 6591 | unknown | unknown | esi | high | Agilent 6591, LC-ESI-QTOF, HIGH
unknown | 6589 | unknown | unknown | esi | high | Agilent 6589, LC-ESI-QTOF, HIGH
unknown | 6588 | unknown | unknown | esi | high | Agilent 6588, LC-ESI-QTOF, HIGH
unknown | 6621 | unknown | unknown | esi | high | Agilent 6621, LC-ESI-QTOF, HIGH
unknown | 6620 | unknown | unknown | esi | high | Agilent 6620, LC-ESI-QTOF, HIGH
unknown | 6619 | unknown | unknown | esi | high | Agilent 6619, LC-ESI-QTOF, HIGH
unknown | 6618 | unknown | unknown | esi | high | Agilent 6618, LC-ESI-QTOF, HIGH
unknown | 6617 | unknown | unknown | esi | high | Agilent 6617, LC-ESI-QTOF, HIGH
unknown | 6616 | unknown | unknown | esi | high | Agilent 6616, LC-ESI-QTOF, HIGH
unknown | 6581 | unknown | unknown | esi | high | Agilent 6581, LC-ESI-QTOF, HIGH
unknown | 6580 | unknown | unknown | esi | high | Agilent 6580, LC-ESI-QTOF, HIGH
unknown | 6578 | unknown | unknown | esi | high | Agilent 6578, LC-ESI-QTOF, HIGH
unknown | 6577 | unknown | unknown | esi | high | Agilent 6577, LC-ESI-QTOF, HIGH
unknown | 6576 | unknown | unknown | esi | high | Agilent 6576, LC-ESI-QTOF, HIGH
unknown | 6575 | unknown | unknown | esi | high | Agilent 6575, LC-ESI-QTOF, HIGH
unknown | 6574 | unknown | unknown | esi | high | Agilent 6574, LC-ESI-QTOF, HIGH
unknown | 6573 | unknown | unknown | esi | high | Agilent 6573, LC-ESI-QTOF, HIGH
unknown | 6572 | unknown | unknown | esi | high | Agilent 6572, LC-ESI-QTOF, HIGH
unknown | 6571 | unknown | unknown | esi | high | Agilent 6571, LC-ESI-QTOF, HIGH
unknown | 6605 | unknown | unknown | esi | high | Agilent 6605, LC-ESI-QTOF, HIGH
unknown | 6604 | unknown | unknown | esi | high | Agilent 6604, LC-ESI-QTOF, HIGH
unknown | 6603 | unknown | unknown | esi | high | Agilent 6603, LC-ESI-QTOF, HIGH
unknown | 6602 | unknown | unknown | esi | high | Agilent 6602, LC-ESI-QTOF, HIGH
unknown | 6601 | unknown | unknown | esi | high | Agilent 6601, LC-ESI-QTOF, HIGH
unknown | 6599 | unknown | unknown | esi | high | Agilent 6599, LC-ESI-QTOF, HIGH
unknown | 6564 | unknown | unknown | esi | high | Agilent 6564, LC-ESI-QTOF, HIGH
unknown | 6563 | unknown | unknown | esi | high | Agilent 6563, LC-ESI-QTOF, HIGH
unknown | 6562 | unknown | unknown | esi | high | Agilent 6562, LC-ESI-QTOF, HIGH
unknown | 6561 | unknown | unknown | esi | high | Agilent 6561, LC-ESI-QTOF, HIGH
unknown | 6560 | unknown | unknown | esi | high | Agilent 6560, LC-ESI-QTOF, HIGH
unknown | 6559 | unknown | unknown | esi | high | Agilent 6559, LC-ESI-QTOF, HIGH
unknown | 6558 | unknown | unknown | esi | high | Agilent 6558, LC-ESI-QTOF, HIGH
unknown | 6557 | unknown | unknown | esi | high | Agilent 6557, LC-ESI-QTOF, HIGH
unknown | 6556 | unknown | unknown | esi | high | Agilent 6556, LC-ESI-QTOF, HIGH
unknown | 6555 | unknown | unknown | esi | high | Agilent 6555, LC-ESI-QTOF, HIGH
unknown | 6587 | unknown | unknown | esi | high | Agilent 6587, LC-ESI-QTOF, HIGH
unknown | 6586 | unknown | unknown | esi | high | Agilent 6586, LC-ESI-QTOF, HIGH
unknown | 6585 | unknown | unknown | esi | high | Agilent 6585, LC-ESI-QTOF, HIGH
unknown | 6584 | unknown | unknown | esi | high | Agilent 6584, LC-ESI-QTOF, HIGH
unknown | 6583 | unknown | unknown | esi | high | Agilent 6583, LC-ESI-QTOF, HIGH
unknown | 6582 | unknown | unknown | esi | high | Agilent 6582, LC-ESI-QTOF, HIGH
unknown | 6548 | unknown | unknown | esi | high | Agilent 6548, LC-ESI-QTOF, HIGH
unknown | 6547 | unknown | unknown | esi | high | Agilent 6547, LC-ESI-QTOF, HIGH
unknown | 6546 | unknown | unknown | esi | high | Agilent 6546, LC-ESI-QTOF, HIGH
unknown | 6545 | unknown | unknown | esi | high | Agilent 6545, LC-ESI-QTOF, HIGH
unknown | 6544 | unknown | unknown | esi | high | Agilent 6544, LC-ESI-QTOF, HIGH
unknown | 6543 | unknown | unknown | esi | high | Agilent 6543, LC-ESI-QTOF, HIGH
unknown | 6542 | unknown | unknown | esi | high | Agilent 6542, LC-ESI-QTOF, HIGH
unknown | 6541 | unknown | unknown | esi | high | Agilent 6541, LC-ESI-QTOF, HIGH
unknown | 6540 | unknown | unknown | esi | high | Agilent 6540, LC-ESI-QTOF, HIGH
unknown | 6539 | unknown | unknown | esi | high | Agilent 6539, LC-ESI-QTOF, HIGH
unknown | 6570 | unknown | unknown | esi | high | Agilent 6570, LC-ESI-QTOF, HIGH
unknown | 6569 | unknown | unknown | esi | high | Agilent 6569, LC-ESI-QTOF, HIGH
unknown | 6568 | unknown | unknown | esi | high | Agilent 6568, LC-ESI-QTOF, HIGH
unknown | 6567 | unknown | unknown | esi | high | Agilent 6567, LC-ESI-QTOF, HIGH
unknown | 6566 | unknown | unknown | esi | high | Agilent 6566, LC-ESI-QTOF, HIGH
unknown | 6565 | unknown | unknown | esi | high | Agilent 6565, LC-ESI-QTOF, HIGH
unknown | 6536 | unknown | unknown | esi | high | Agilent 6536, LC-ESI-QTOF, HIGH
unknown | 6535 | unknown | unknown | esi | high | Agilent 6535, LC-ESI-QTOF, HIGH
unknown | 6534 | unknown | unknown | esi | high | Agilent 6534, LC-ESI-QTOF, HIGH
unknown | 6533 | unknown | unknown | esi | high | Agilent 6533, LC-ESI-QTOF, HIGH
unknown | 6532 | unknown | unknown | esi | high | Agilent 6532, LC-ESI-QTOF, HIGH
unknown | 6531 | unknown | unknown | esi | high | Agilent 6531, LC-ESI-QTOF, HIGH
unknown | 6530 | unknown | unknown | esi | high | Agilent 6530, LC-ESI-QTOF, HIGH
unknown | 6410 | unknown | unknown | esi | low | Agilent 6410, LC-ESI-QQQ, LOW
unknown | 6210 | unknown | unknown | esi | high | Agilent 6210, LC-ESI-TOF, HIGH
unknown | 6210 | unknown | unknown | esi | high | Agilent 6210, LC-ESI-TOF, HIGH
unknown | 6554 | unknown | unknown | esi | high | Agilent 6554, LC-ESI-QTOF, HIGH
unknown | 6553 | unknown | unknown | esi | high | Agilent 6553, LC-ESI-QTOF, HIGH
unknown | 6552 | unknown | unknown | esi | high | Agilent 6552, LC-ESI-QTOF, HIGH
unknown | 6551 | unknown | unknown | esi | high | Agilent 6551, LC-ESI-QTOF, HIGH
unknown | 6550 | unknown | unknown | esi | high | Agilent 6550, LC-ESI-QTOF, HIGH
unknown | 6549 | unknown | unknown | esi | high | Agilent 6549, LC-ESI-QTOF, HIGH
agilent | 6676 | lc | qtof | unknown | unknown | Agilent 6676, LC-UNKNOWN-QTOF, UNKNOWN
agilent | 6675 | lc | qtof | unknown | unknown | Agilent 6675, LC-UNKNOWN-QTOF, UNKNOWN
agilent | 6674 | lc | qtof | unknown | unknown | Agilent 6674, LC-UNKNOWN-QTOF, UNKNOWN
agilent | 6673 | lc | qtof | unknown | unknown | Agilent 6673, LC-UNKNOWN-QTOF, UNKNOWN
agilent | 6672 | lc | qtof | unknown | unknown | Agilent 6672, LC-UNKNOWN-QTOF, UNKNOWN
agilent | 6671 | lc | qtof | unknown | unknown | Agilent 6671, LC-UNKNOWN-QTOF, UNKNOWN
agilent | 6670 | lc | qtof | unknown | unknown | Agilent 6670, LC-UNKNOWN-QTOF, UNKNOWN
agilent | 6669 | lc | qtof | unknown | unknown | Agilent 6669, LC-UNKNOWN-QTOF, UNKNOWN
agilent | 6668 | lc | qtof | unknown | unknown | Agilent 6668, LC-UNKNOWN-QTOF, UNKNOWN
agilent | 6667 | lc | qtof | unknown | unknown | Agilent 6667, LC-UNKNOWN-QTOF, UNKNOWN
agilent | 6666 | lc | qtof | unknown | unknown | Agilent 6666, LC-UNKNOWN-QTOF, UNKNOWN
unknown | 6538 | unknown | unknown | esi | high | Agilent 6538, LC-ESI-QTOF, HIGH
unknown | 6537 | unknown | unknown | esi | high | Agilent 6537, LC-ESI-QTOF, HIGH
agilent | 6660 | lc | qtof | unknown | unknown | Agilent 6660, LC-UNKNOWN-QTOF, UNKNOWN
agilent | 6659 | lc | qtof | unknown | unknown | Agilent 6659, LC-UNKNOWN-QTOF, UNKNOWN
agilent | 6658 | lc | qtof | unknown | unknown | Agilent 6658, LC-UNKNOWN-QTOF, UNKNOWN
agilent | 6657 | lc | qtof | unknown | unknown | Agilent 6657, LC-UNKNOWN-QTOF, UNKNOWN
agilent | 6656 | lc | qtof | unknown | unknown | Agilent 6656, LC-UNKNOWN-QTOF, UNKNOWN
agilent | 6655 | lc | qtof | unknown | unknown | Agilent 6655, LC-UNKNOWN-QTOF, UNKNOWN
agilent | 6654 | lc | qtof | unknown | unknown | Agilent 6654, LC-UNKNOWN-QTOF, UNKNOWN
agilent | 6653 | lc | qtof | unknown | unknown | Agilent 6653, LC-UNKNOWN-QTOF, UNKNOWN
agilent | 6652 | lc | qtof | unknown | unknown | Agilent 6652, LC-UNKNOWN-QTOF, UNKNOWN
agilent | 6651 | lc | qtof | unknown | unknown | Agilent 6651, LC-UNKNOWN-QTOF, UNKNOWN
agilent | 6650 | lc | qtof | unknown | unknown | Agilent 6650, LC-UNKNOWN-QTOF, UNKNOWN
agilent | 7100 | ce | qtof | unknown | unknown | Agilent 7100, CE-UNKNOWN-QTOF, UNKNOWN
agilent | 6680 | lc | qtof | unknown | unknown | Agilent 6680, LC-UNKNOWN-QTOF, UNKNOWN
agilent | 6679 | lc | qtof | unknown | unknown | Agilent 6679, LC-UNKNOWN-QTOF, UNKNOWN
agilent | 6678 | lc | qtof | unknown | unknown | Agilent 6678, LC-UNKNOWN-QTOF, UNKNOWN
agilent | 6677 | lc | qtof | unknown | unknown | Agilent 6677, LC-UNKNOWN-QTOF, UNKNOWN
agilent | 6644 | lc | qtof | unknown | unknown | Agilent 6644, LC-UNKNOWN-QTOF, UNKNOWN
agilent | 6643 | lc | qtof | unknown | unknown | Agilent 6643, LC-UNKNOWN-QTOF, UNKNOWN
agilent | 6642 | lc | qtof | unknown | unknown | Agilent 6642, LC-UNKNOWN-QTOF, UNKNOWN
agilent | 6641 | lc | qtof | unknown | unknown | Agilent 6641, LC-UNKNOWN-QTOF, UNKNOWN
agilent | 6640 | lc | qtof | unknown | unknown | Agilent 6640, LC-UNKNOWN-QTOF, UNKNOWN
agilent | 6639 | lc | qtof | unknown | unknown | Agilent 6639, LC-UNKNOWN-QTOF, UNKNOWN
agilent | 6638 | lc | qtof | unknown | unknown | Agilent 6638, LC-UNKNOWN-QTOF, UNKNOWN
agilent | 6637 | lc | qtof | unknown | unknown | Agilent 6637, LC-UNKNOWN-QTOF, UNKNOWN
agilent | 6636 | lc | qtof | unknown | unknown | Agilent 6636, LC-UNKNOWN-QTOF, UNKNOWN
agilent | 6635 | lc | qtof | unknown | unknown | Agilent 6635, LC-UNKNOWN-QTOF, UNKNOWN
agilent | 6634 | lc | qtof | unknown | unknown | Agilent 6634, LC-UNKNOWN-QTOF, UNKNOWN
agilent | 6665 | lc | qtof | unknown | unknown | Agilent 6665, LC-UNKNOWN-QTOF, UNKNOWN
agilent | 6664 | lc | qtof | unknown | unknown | Agilent 6664, LC-UNKNOWN-QTOF, UNKNOWN
agilent | 6663 | lc | qtof | unknown | unknown | Agilent 6663, LC-UNKNOWN-QTOF, UNKNOWN
agilent | 6662 | lc | qtof | unknown | unknown | Agilent 6662, LC-UNKNOWN-QTOF, UNKNOWN
agilent | 6661 | lc | qtof | unknown | unknown | Agilent 6661, LC-UNKNOWN-QTOF, UNKNOWN
agilent | 6628 | lc | qtof | unknown | unknown | Agilent 6628, LC-UNKNOWN-QTOF, UNKNOWN
agilent | 6627 | lc | qtof | unknown | unknown | Agilent 6627, LC-UNKNOWN-QTOF, UNKNOWN
agilent | 6626 | lc | qtof | unknown | unknown | Agilent 6626, LC-UNKNOWN-QTOF, UNKNOWN
agilent | 6625 | lc | qtof | unknown | unknown | Agilent 6625, LC-UNKNOWN-QTOF, UNKNOWN
agilent | 6624 | lc | qtof | unknown | unknown | Agilent 6624, LC-UNKNOWN-QTOF, UNKNOWN
agilent | 6623 | lc | qtof | unknown | unknown | Agilent 6623, LC-UNKNOWN-QTOF, UNKNOWN
agilent | 6622 | lc | qtof | unknown | unknown | Agilent 6622, LC-UNKNOWN-QTOF, UNKNOWN
agilent | 6621 | lc | qtof | unknown | unknown | Agilent 6621, LC-UNKNOWN-QTOF, UNKNOWN
agilent | 6620 | lc | qtof | unknown | unknown | Agilent 6620, LC-UNKNOWN-QTOF, UNKNOWN
agilent | 6619 | lc | qtof | unknown | unknown | Agilent 6619, LC-UNKNOWN-QTOF, UNKNOWN
agilent | 6618 | lc | qtof | unknown | unknown | Agilent 6618, LC-UNKNOWN-QTOF, UNKNOWN
agilent | 6649 | lc | qtof | unknown | unknown | Agilent 6649, LC-UNKNOWN-QTOF, UNKNOWN
agilent | 6648 | lc | qtof | unknown | unknown | Agilent 6648, LC-UNKNOWN-QTOF, UNKNOWN
agilent | 6647 | lc | qtof | unknown | unknown | Agilent 6647, LC-UNKNOWN-QTOF, UNKNOWN
agilent | 6646 | lc | qtof | unknown | unknown | Agilent 6646, LC-UNKNOWN-QTOF, UNKNOWN
agilent | 6645 | lc | qtof | unknown | unknown | Agilent 6645, LC-UNKNOWN-QTOF, UNKNOWN
agilent | 6612 | lc | qtof | unknown | unknown | Agilent 6612, LC-UNKNOWN-QTOF, UNKNOWN
agilent | 6611 | lc | qtof | unknown | unknown | Agilent 6611, LC-UNKNOWN-QTOF, UNKNOWN
agilent | 6610 | lc | qtof | unknown | unknown | Agilent 6610, LC-UNKNOWN-QTOF, UNKNOWN
agilent | 6609 | lc | qtof | unknown | unknown | Agilent 6609, LC-UNKNOWN-QTOF, UNKNOWN
agilent | 6608 | lc | qtof | unknown | unknown | Agilent 6608, LC-UNKNOWN-QTOF, UNKNOWN
agilent | 6607 | lc | qtof | unknown | unknown | Agilent 6607, LC-UNKNOWN-QTOF, UNKNOWN
agilent | 6606 | lc | qtof | unknown | unknown | Agilent 6606, LC-UNKNOWN-QTOF, UNKNOWN
agilent | 6605 | lc | qtof | unknown | unknown | Agilent 6605, LC-UNKNOWN-QTOF, UNKNOWN
agilent | 6604 | lc | qtof | unknown | unknown | Agilent 6604, LC-UNKNOWN-QTOF, UNKNOWN
agilent | 6603 | lc | qtof | unknown | unknown | Agilent 6603, LC-UNKNOWN-QTOF, UNKNOWN
agilent | 6602 | lc | qtof | unknown | unknown | Agilent 6602, LC-UNKNOWN-QTOF, UNKNOWN
agilent | 6633 | lc | qtof | unknown | unknown | Agilent 6633, LC-UNKNOWN-QTOF, UNKNOWN
agilent | 6632 | lc | qtof | unknown | unknown | Agilent 6632, LC-UNKNOWN-QTOF, UNKNOWN
agilent | 6631 | lc | qtof | unknown | unknown | Agilent 6631, LC-UNKNOWN-QTOF, UNKNOWN
agilent | 6630 | lc | qtof | unknown | unknown | Agilent 6630, LC-UNKNOWN-QTOF, UNKNOWN
agilent | 6629 | lc | qtof | unknown | unknown | Agilent 6629, LC-UNKNOWN-QTOF, UNKNOWN
agilent | 6595 | lc | qtof | unknown | unknown | Agilent 6595, LC-UNKNOWN-QTOF, UNKNOWN
agilent | 6594 | lc | qtof | unknown | unknown | Agilent 6594, LC-UNKNOWN-QTOF, UNKNOWN
agilent | 6593 | lc | qtof | unknown | unknown | Agilent 6593, LC-UNKNOWN-QTOF, UNKNOWN
agilent | 6592 | lc | qtof | unknown | unknown | Agilent 6592, LC-UNKNOWN-QTOF, UNKNOWN
agilent | 6591 | lc | qtof | unknown | unknown | Agilent 6591, LC-UNKNOWN-QTOF, UNKNOWN
agilent | 6589 | lc | qtof | unknown | unknown | Agilent 6589, LC-UNKNOWN-QTOF, UNKNOWN
agilent | 6588 | lc | qtof | unknown | unknown | Agilent 6588, LC-UNKNOWN-QTOF, UNKNOWN
agilent | 6587 | lc | qtof | unknown | unknown | Agilent 6587, LC-UNKNOWN-QTOF, UNKNOWN
agilent | 6586 | lc | qtof | unknown | unknown | Agilent 6586, LC-UNKNOWN-QTOF, UNKNOWN
agilent | 6585 | lc | qtof | unknown | unknown | Agilent 6585, LC-UNKNOWN-QTOF, UNKNOWN
agilent | 6584 | lc | qtof | unknown | unknown | Agilent 6584, LC-UNKNOWN-QTOF, UNKNOWN
agilent | 6617 | lc | qtof | unknown | unknown | Agilent 6617, LC-UNKNOWN-QTOF, UNKNOWN
agilent | 6616 | lc | qtof | unknown | unknown | Agilent 6616, LC-UNKNOWN-QTOF, UNKNOWN
agilent | 6615 | lc | qtof | unknown | unknown | Agilent 6615, LC-UNKNOWN-QTOF, UNKNOWN
agilent | 6614 | lc | qtof | unknown | unknown | Agilent 6614, LC-UNKNOWN-QTOF, UNKNOWN
agilent | 6613 | lc | qtof | unknown | unknown | Agilent 6613, LC-UNKNOWN-QTOF, UNKNOWN
agilent | 6577 | lc | qtof | unknown | unknown | Agilent 6577, LC-UNKNOWN-QTOF, UNKNOWN
agilent | 6576 | lc | qtof | unknown | unknown | Agilent 6576, LC-UNKNOWN-QTOF, UNKNOWN
agilent | 6575 | lc | qtof | unknown | unknown | Agilent 6575, LC-UNKNOWN-QTOF, UNKNOWN
agilent | 6574 | lc | qtof | unknown | unknown | Agilent 6574, LC-UNKNOWN-QTOF, UNKNOWN
agilent | 6573 | lc | qtof | unknown | unknown | Agilent 6573, LC-UNKNOWN-QTOF, UNKNOWN
agilent | 6572 | lc | qtof | unknown | unknown | Agilent 6572, LC-UNKNOWN-QTOF, UNKNOWN
agilent | 6571 | lc | qtof | unknown | unknown | Agilent 6571, LC-UNKNOWN-QTOF, UNKNOWN
agilent | 6570 | lc | qtof | unknown | unknown | Agilent 6570, LC-UNKNOWN-QTOF, UNKNOWN
agilent | 6569 | lc | qtof | unknown | unknown | Agilent 6569, LC-UNKNOWN-QTOF, UNKNOWN
agilent | 6568 | lc | qtof | unknown | unknown | Agilent 6568, LC-UNKNOWN-QTOF, UNKNOWN
agilent | 6567 | lc | qtof | unknown | unknown | Agilent 6567, LC-UNKNOWN-QTOF, UNKNOWN
agilent | 6601 | lc | qtof | unknown | unknown | Agilent 6601, LC-UNKNOWN-QTOF, UNKNOWN
agilent | 6599 | lc | qtof | unknown | unknown | Agilent 6599, LC-UNKNOWN-QTOF, UNKNOWN
agilent | 6598 | lc | qtof | unknown | unknown | Agilent 6598, LC-UNKNOWN-QTOF, UNKNOWN
agilent | 6597 | lc | qtof | unknown | unknown | Agilent 6597, LC-UNKNOWN-QTOF, UNKNOWN
agilent | 6596 | lc | qtof | unknown | unknown | Agilent 6596, LC-UNKNOWN-QTOF, UNKNOWN
agilent | 6561 | lc | qtof | unknown | unknown | Agilent 6561, LC-UNKNOWN-QTOF, UNKNOWN
agilent | 6560 | lc | qtof | unknown | unknown | Agilent 6560, LC-UNKNOWN-QTOF, UNKNOWN
agilent | 6559 | lc | qtof | unknown | unknown | Agilent 6559, LC-UNKNOWN-QTOF, UNKNOWN
agilent | 6558 | lc | qtof | unknown | unknown | Agilent 6558, LC-UNKNOWN-QTOF, UNKNOWN
agilent | 6557 | lc | qtof | unknown | unknown | Agilent 6557, LC-UNKNOWN-QTOF, UNKNOWN
agilent | 6556 | lc | qtof | unknown | unknown | Agilent 6556, LC-UNKNOWN-QTOF, UNKNOWN
agilent | 6555 | lc | qtof | unknown | unknown | Agilent 6555, LC-UNKNOWN-QTOF, UNKNOWN
agilent | 6554 | lc | qtof | unknown | unknown | Agilent 6554, LC-UNKNOWN-QTOF, UNKNOWN
agilent | 6553 | lc | qtof | unknown | unknown | Agilent 6553, LC-UNKNOWN-QTOF, UNKNOWN
agilent | 6552 | lc | qtof | unknown | unknown | Agilent 6552, LC-UNKNOWN-QTOF, UNKNOWN
agilent | 6551 | lc | qtof | unknown | unknown | Agilent 6551, LC-UNKNOWN-QTOF, UNKNOWN
agilent | 6583 | lc | qtof | unknown | unknown | Agilent 6583, LC-UNKNOWN-QTOF, UNKNOWN
agilent | 6582 | lc | qtof | unknown | unknown | Agilent 6582, LC-UNKNOWN-QTOF, UNKNOWN
agilent | 6581 | lc | qtof | unknown | unknown | Agilent 6581, LC-UNKNOWN-QTOF, UNKNOWN
agilent | 6580 | lc | qtof | unknown | unknown | Agilent 6580, LC-UNKNOWN-QTOF, UNKNOWN
agilent | 6578 | lc | qtof | unknown | unknown | Agilent 6578, LC-UNKNOWN-QTOF, UNKNOWN
agilent | 6545 | lc | qtof | unknown | unknown | Agilent 6545, LC-UNKNOWN-QTOF, UNKNOWN
agilent | 6544 | lc | qtof | unknown | unknown | Agilent 6544, LC-UNKNOWN-QTOF, UNKNOWN
agilent | 6543 | lc | qtof | unknown | unknown | Agilent 6543, LC-UNKNOWN-QTOF, UNKNOWN
agilent | 6542 | lc | qtof | unknown | unknown | Agilent 6542, LC-UNKNOWN-QTOF, UNKNOWN
agilent | 6541 | lc | qtof | unknown | unknown | Agilent 6541, LC-UNKNOWN-QTOF, UNKNOWN
agilent | 6540 | lc | qtof | unknown | unknown | Agilent 6540, LC-UNKNOWN-QTOF, UNKNOWN
agilent | 6539 | lc | qtof | unknown | unknown | Agilent 6539, LC-UNKNOWN-QTOF, UNKNOWN
agilent | 6538 | lc | qtof | unknown | unknown | Agilent 6538, LC-UNKNOWN-QTOF, UNKNOWN
agilent | 6537 | lc | qtof | unknown | unknown | Agilent 6537, LC-UNKNOWN-QTOF, UNKNOWN
agilent | 6536 | lc | qtof | unknown | unknown | Agilent 6536, LC-UNKNOWN-QTOF, UNKNOWN
agilent | 6535 | lc | qtof | unknown | unknown | Agilent 6535, LC-UNKNOWN-QTOF, UNKNOWN
agilent | 6566 | lc | qtof | unknown | unknown | Agilent 6566, LC-UNKNOWN-QTOF, UNKNOWN
agilent | 6565 | lc | qtof | unknown | unknown | Agilent 6565, LC-UNKNOWN-QTOF, UNKNOWN
agilent | 6564 | lc | qtof | unknown | unknown | Agilent 6564, LC-UNKNOWN-QTOF, UNKNOWN
agilent | 6563 | lc | qtof | unknown | unknown | Agilent 6563, LC-UNKNOWN-QTOF, UNKNOWN
agilent | 6562 | lc | qtof | unknown | unknown | Agilent 6562, LC-UNKNOWN-QTOF, UNKNOWN
agilent | 6530 | lc | qtof | unknown | unknown | Agilent 6530, LC-UNKNOWN-QTOF, UNKNOWN
agilent | 6410 | lc | qqq | unknown | unknown | Agilent 6410, LC-UNKNOWN-QQQ, UNKNOWN
agilent | 6210 | ce | tof | unknown | unknown | Agilent 6210, CE-UNKNOWN-TOF, UNKNOWN
agilent | 6210 | lc | tof | unknown | unknown | Agilent 6210, LC-UNKNOWN-TOF, UNKNOWN
agilent | 7100 | ce | unknown | esi | unknown | Agilent 7100, CE-ESI-QTOF, UNKNOWN
agilent | 6680 | lc | unknown | esi | unknown | Agilent 6680, LC-ESI-QTOF, UNKNOWN
agilent | 6679 | lc | unknown | esi | unknown | Agilent 6679, LC-ESI-QTOF, UNKNOWN
agilent | 6678 | lc | unknown | esi | unknown | Agilent 6678, LC-ESI-QTOF, UNKNOWN
agilent | 6550 | lc | qtof | unknown | unknown | Agilent 6550, LC-UNKNOWN-QTOF, UNKNOWN
agilent | 6549 | lc | qtof | unknown | unknown | Agilent 6549, LC-UNKNOWN-QTOF, UNKNOWN
agilent | 6548 | lc | qtof | unknown | unknown | Agilent 6548, LC-UNKNOWN-QTOF, UNKNOWN
agilent | 6547 | lc | qtof | unknown | unknown | Agilent 6547, LC-UNKNOWN-QTOF, UNKNOWN
agilent | 6546 | lc | qtof | unknown | unknown | Agilent 6546, LC-UNKNOWN-QTOF, UNKNOWN
agilent | 6566 | lc | qtof | esi | high | Agilent 6566, LC-ESI-QTOF, HIGH
agilent | 6565 | lc | qtof | esi | high | Agilent 6565, LC-ESI-QTOF, HIGH
agilent | 6564 | lc | qtof | esi | high | Agilent 6564, LC-ESI-QTOF, HIGH
agilent | 6563 | lc | qtof | esi | high | Agilent 6563, LC-ESI-QTOF, HIGH
agilent | 6596 | lc | qtof | esi | high | Agilent 6596, LC-ESI-QTOF, HIGH
agilent | 6595 | lc | qtof | esi | high | Agilent 6595, LC-ESI-QTOF, HIGH
agilent | 6594 | lc | qtof | esi | high | Agilent 6594, LC-ESI-QTOF, HIGH
agilent | 6593 | lc | qtof | esi | high | Agilent 6593, LC-ESI-QTOF, HIGH
agilent | 6592 | lc | qtof | esi | high | Agilent 6592, LC-ESI-QTOF, HIGH
agilent | 6591 | lc | qtof | esi | high | Agilent 6591, LC-ESI-QTOF, HIGH
agilent | 6589 | lc | qtof | esi | high | Agilent 6589, LC-ESI-QTOF, HIGH
agilent | 6588 | lc | qtof | esi | high | Agilent 6588, LC-ESI-QTOF, HIGH
agilent | 6587 | lc | qtof | esi | high | Agilent 6587, LC-ESI-QTOF, HIGH
agilent | 6586 | lc | qtof | esi | high | Agilent 6586, LC-ESI-QTOF, HIGH
agilent | 6585 | lc | qtof | esi | high | Agilent 6585, LC-ESI-QTOF, HIGH
agilent | 6584 | lc | qtof | esi | high | Agilent 6584, LC-ESI-QTOF, HIGH
agilent | 6673 | lc | unknown | esi | unknown | Agilent 6673, LC-ESI-QTOF, UNKNOWN
agilent | 6672 | lc | unknown | esi | unknown | Agilent 6672, LC-ESI-QTOF, UNKNOWN
agilent | 6671 | lc | unknown | esi | unknown | Agilent 6671, LC-ESI-QTOF, UNKNOWN
agilent | 6670 | lc | unknown | esi | unknown | Agilent 6670, LC-ESI-QTOF, UNKNOWN
agilent | 6669 | lc | unknown | esi | unknown | Agilent 6669, LC-ESI-QTOF, UNKNOWN
agilent | 6668 | lc | unknown | esi | unknown | Agilent 6668, LC-ESI-QTOF, UNKNOWN
agilent | 6667 | lc | unknown | esi | unknown | Agilent 6667, LC-ESI-QTOF, UNKNOWN
agilent | 6666 | lc | unknown | esi | unknown | Agilent 6666, LC-ESI-QTOF, UNKNOWN
agilent | 6665 | lc | unknown | esi | unknown | Agilent 6665, LC-ESI-QTOF, UNKNOWN
agilent | 6664 | lc | unknown | esi | unknown | Agilent 6664, LC-ESI-QTOF, UNKNOWN
agilent | 6663 | lc | unknown | esi | unknown | Agilent 6663, LC-ESI-QTOF, UNKNOWN
agilent | 6662 | lc | unknown | esi | unknown | Agilent 6662, LC-ESI-QTOF, UNKNOWN
agilent | 6534 | lc | qtof | unknown | unknown | Agilent 6534, LC-UNKNOWN-QTOF, UNKNOWN
agilent | 6533 | lc | qtof | unknown | unknown | Agilent 6533, LC-UNKNOWN-QTOF, UNKNOWN
agilent | 6532 | lc | qtof | unknown | unknown | Agilent 6532, LC-UNKNOWN-QTOF, UNKNOWN
agilent | 6531 | lc | qtof | unknown | unknown | Agilent 6531, LC-UNKNOWN-QTOF, UNKNOWN
agilent | 6657 | lc | unknown | esi | unknown | Agilent 6657, LC-ESI-QTOF, UNKNOWN
agilent | 6656 | lc | unknown | esi | unknown | Agilent 6656, LC-ESI-QTOF, UNKNOWN
agilent | 6655 | lc | unknown | esi | unknown | Agilent 6655, LC-ESI-QTOF, UNKNOWN
agilent | 6654 | lc | unknown | esi | unknown | Agilent 6654, LC-ESI-QTOF, UNKNOWN
agilent | 6653 | lc | unknown | esi | unknown | Agilent 6653, LC-ESI-QTOF, UNKNOWN
agilent | 6652 | lc | unknown | esi | unknown | Agilent 6652, LC-ESI-QTOF, UNKNOWN
agilent | 6651 | lc | unknown | esi | unknown | Agilent 6651, LC-ESI-QTOF, UNKNOWN
agilent | 6650 | lc | unknown | esi | unknown | Agilent 6650, LC-ESI-QTOF, UNKNOWN
agilent | 6649 | lc | unknown | esi | unknown | Agilent 6649, LC-ESI-QTOF, UNKNOWN
agilent | 6648 | lc | unknown | esi | unknown | Agilent 6648, LC-ESI-QTOF, UNKNOWN
agilent | 6647 | lc | unknown | esi | unknown | Agilent 6647, LC-ESI-QTOF, UNKNOWN
agilent | 6646 | lc | unknown | esi | unknown | Agilent 6646, LC-ESI-QTOF, UNKNOWN
agilent | 6677 | lc | unknown | esi | unknown | Agilent 6677, LC-ESI-QTOF, UNKNOWN
agilent | 6676 | lc | unknown | esi | unknown | Agilent 6676, LC-ESI-QTOF, UNKNOWN
agilent | 6675 | lc | unknown | esi | unknown | Agilent 6675, LC-ESI-QTOF, UNKNOWN
agilent | 6674 | lc | unknown | esi | unknown | Agilent 6674, LC-ESI-QTOF, UNKNOWN
agilent | 6641 | lc | unknown | esi | unknown | Agilent 6641, LC-ESI-QTOF, UNKNOWN
agilent | 6640 | lc | unknown | esi | unknown | Agilent 6640, LC-ESI-QTOF, UNKNOWN
agilent | 6639 | lc | unknown | esi | unknown | Agilent 6639, LC-ESI-QTOF, UNKNOWN
agilent | 6638 | lc | unknown | esi | unknown | Agilent 6638, LC-ESI-QTOF, UNKNOWN
agilent | 6637 | lc | unknown | esi | unknown | Agilent 6637, LC-ESI-QTOF, UNKNOWN
agilent | 6636 | lc | unknown | esi | unknown | Agilent 6636, LC-ESI-QTOF, UNKNOWN
agilent | 6635 | lc | unknown | esi | unknown | Agilent 6635, LC-ESI-QTOF, UNKNOWN
agilent | 6634 | lc | unknown | esi | unknown | Agilent 6634, LC-ESI-QTOF, UNKNOWN
agilent | 6633 | lc | unknown | esi | unknown | Agilent 6633, LC-ESI-QTOF, UNKNOWN
agilent | 6632 | lc | unknown | esi | unknown | Agilent 6632, LC-ESI-QTOF, UNKNOWN
agilent | 6631 | lc | unknown | esi | unknown | Agilent 6631, LC-ESI-QTOF, UNKNOWN
agilent | 6630 | lc | unknown | esi | unknown | Agilent 6630, LC-ESI-QTOF, UNKNOWN
agilent | 6661 | lc | unknown | esi | unknown | Agilent 6661, LC-ESI-QTOF, UNKNOWN
agilent | 6660 | lc | unknown | esi | unknown | Agilent 6660, LC-ESI-QTOF, UNKNOWN
agilent | 6659 | lc | unknown | esi | unknown | Agilent 6659, LC-ESI-QTOF, UNKNOWN
agilent | 6658 | lc | unknown | esi | unknown | Agilent 6658, LC-ESI-QTOF, UNKNOWN
agilent | 6625 | lc | unknown | esi | unknown | Agilent 6625, LC-ESI-QTOF, UNKNOWN
agilent | 6624 | lc | unknown | esi | unknown | Agilent 6624, LC-ESI-QTOF, UNKNOWN
agilent | 6623 | lc | unknown | esi | unknown | Agilent 6623, LC-ESI-QTOF, UNKNOWN
agilent | 6622 | lc | unknown | esi | unknown | Agilent 6622, LC-ESI-QTOF, UNKNOWN
agilent | 6621 | lc | unknown | esi | unknown | Agilent 6621, LC-ESI-QTOF, UNKNOWN
agilent | 6620 | lc | unknown | esi | unknown | Agilent 6620, LC-ESI-QTOF, UNKNOWN
agilent | 6619 | lc | unknown | esi | unknown | Agilent 6619, LC-ESI-QTOF, UNKNOWN
agilent | 6618 | lc | unknown | esi | unknown | Agilent 6618, LC-ESI-QTOF, UNKNOWN
agilent | 6617 | lc | unknown | esi | unknown | Agilent 6617, LC-ESI-QTOF, UNKNOWN
agilent | 6616 | lc | unknown | esi | unknown | Agilent 6616, LC-ESI-QTOF, UNKNOWN
agilent | 6615 | lc | unknown | esi | unknown | Agilent 6615, LC-ESI-QTOF, UNKNOWN
agilent | 6614 | lc | unknown | esi | unknown | Agilent 6614, LC-ESI-QTOF, UNKNOWN
agilent | 6645 | lc | unknown | esi | unknown | Agilent 6645, LC-ESI-QTOF, UNKNOWN
agilent | 6644 | lc | unknown | esi | unknown | Agilent 6644, LC-ESI-QTOF, UNKNOWN
agilent | 6643 | lc | unknown | esi | unknown | Agilent 6643, LC-ESI-QTOF, UNKNOWN
agilent | 6642 | lc | unknown | esi | unknown | Agilent 6642, LC-ESI-QTOF, UNKNOWN
agilent | 6609 | lc | unknown | esi | unknown | Agilent 6609, LC-ESI-QTOF, UNKNOWN
agilent | 6608 | lc | unknown | esi | unknown | Agilent 6608, LC-ESI-QTOF, UNKNOWN
agilent | 6607 | lc | unknown | esi | unknown | Agilent 6607, LC-ESI-QTOF, UNKNOWN
agilent | 6606 | lc | unknown | esi | unknown | Agilent 6606, LC-ESI-QTOF, UNKNOWN
agilent | 6605 | lc | unknown | esi | unknown | Agilent 6605, LC-ESI-QTOF, UNKNOWN
agilent | 6604 | lc | unknown | esi | unknown | Agilent 6604, LC-ESI-QTOF, UNKNOWN
agilent | 6603 | lc | unknown | esi | unknown | Agilent 6603, LC-ESI-QTOF, UNKNOWN
agilent | 6602 | lc | unknown | esi | unknown | Agilent 6602, LC-ESI-QTOF, UNKNOWN
agilent | 6601 | lc | unknown | esi | unknown | Agilent 6601, LC-ESI-QTOF, UNKNOWN
agilent | 6599 | lc | unknown | esi | unknown | Agilent 6599, LC-ESI-QTOF, UNKNOWN
agilent | 6598 | lc | unknown | esi | unknown | Agilent 6598, LC-ESI-QTOF, UNKNOWN
agilent | 6597 | lc | unknown | esi | unknown | Agilent 6597, LC-ESI-QTOF, UNKNOWN
agilent | 6629 | lc | unknown | esi | unknown | Agilent 6629, LC-ESI-QTOF, UNKNOWN
agilent | 6628 | lc | unknown | esi | unknown | Agilent 6628, LC-ESI-QTOF, UNKNOWN
agilent | 6627 | lc | unknown | esi | unknown | Agilent 6627, LC-ESI-QTOF, UNKNOWN
agilent | 6626 | lc | unknown | esi | unknown | Agilent 6626, LC-ESI-QTOF, UNKNOWN
agilent | 6592 | lc | unknown | esi | unknown | Agilent 6592, LC-ESI-QTOF, UNKNOWN
agilent | 6591 | lc | unknown | esi | unknown | Agilent 6591, LC-ESI-QTOF, UNKNOWN
agilent | 6589 | lc | unknown | esi | unknown | Agilent 6589, LC-ESI-QTOF, UNKNOWN
agilent | 6588 | lc | unknown | esi | unknown | Agilent 6588, LC-ESI-QTOF, UNKNOWN
agilent | 6587 | lc | unknown | esi | unknown | Agilent 6587, LC-ESI-QTOF, UNKNOWN
agilent | 6586 | lc | unknown | esi | unknown | Agilent 6586, LC-ESI-QTOF, UNKNOWN
agilent | 6585 | lc | unknown | esi | unknown | Agilent 6585, LC-ESI-QTOF, UNKNOWN
agilent | 6584 | lc | unknown | esi | unknown | Agilent 6584, LC-ESI-QTOF, UNKNOWN
agilent | 6583 | lc | unknown | esi | unknown | Agilent 6583, LC-ESI-QTOF, UNKNOWN
agilent | 6582 | lc | unknown | esi | unknown | Agilent 6582, LC-ESI-QTOF, UNKNOWN
agilent | 6581 | lc | unknown | esi | unknown | Agilent 6581, LC-ESI-QTOF, UNKNOWN
agilent | 6580 | lc | unknown | esi | unknown | Agilent 6580, LC-ESI-QTOF, UNKNOWN
agilent | 6613 | lc | unknown | esi | unknown | Agilent 6613, LC-ESI-QTOF, UNKNOWN
agilent | 6612 | lc | unknown | esi | unknown | Agilent 6612, LC-ESI-QTOF, UNKNOWN
agilent | 6611 | lc | unknown | esi | unknown | Agilent 6611, LC-ESI-QTOF, UNKNOWN
agilent | 6610 | lc | unknown | esi | unknown | Agilent 6610, LC-ESI-QTOF, UNKNOWN
agilent | 6574 | lc | unknown | esi | unknown | Agilent 6574, LC-ESI-QTOF, UNKNOWN
agilent | 6573 | lc | unknown | esi | unknown | Agilent 6573, LC-ESI-QTOF, UNKNOWN
agilent | 6572 | lc | unknown | esi | unknown | Agilent 6572, LC-ESI-QTOF, UNKNOWN
agilent | 6571 | lc | unknown | esi | unknown | Agilent 6571, LC-ESI-QTOF, UNKNOWN
agilent | 6570 | lc | unknown | esi | unknown | Agilent 6570, LC-ESI-QTOF, UNKNOWN
agilent | 6569 | lc | unknown | esi | unknown | Agilent 6569, LC-ESI-QTOF, UNKNOWN
agilent | 6568 | lc | unknown | esi | unknown | Agilent 6568, LC-ESI-QTOF, UNKNOWN
agilent | 6567 | lc | unknown | esi | unknown | Agilent 6567, LC-ESI-QTOF, UNKNOWN
agilent | 6566 | lc | unknown | esi | unknown | Agilent 6566, LC-ESI-QTOF, UNKNOWN
agilent | 6565 | lc | unknown | esi | unknown | Agilent 6565, LC-ESI-QTOF, UNKNOWN
agilent | 6564 | lc | unknown | esi | unknown | Agilent 6564, LC-ESI-QTOF, UNKNOWN
agilent | 6563 | lc | unknown | esi | unknown | Agilent 6563, LC-ESI-QTOF, UNKNOWN
agilent | 6596 | lc | unknown | esi | unknown | Agilent 6596, LC-ESI-QTOF, UNKNOWN
agilent | 6595 | lc | unknown | esi | unknown | Agilent 6595, LC-ESI-QTOF, UNKNOWN
agilent | 6594 | lc | unknown | esi | unknown | Agilent 6594, LC-ESI-QTOF, UNKNOWN
agilent | 6593 | lc | unknown | esi | unknown | Agilent 6593, LC-ESI-QTOF, UNKNOWN
agilent | 6538 | unknown | unknown | unknown | high | Agilent 6538, LC-UNKNOWN-QTOF, HIGH
agilent | 6537 | unknown | unknown | unknown | high | Agilent 6537, LC-UNKNOWN-QTOF, HIGH
agilent | 6536 | unknown | unknown | unknown | high | Agilent 6536, LC-UNKNOWN-QTOF, HIGH
agilent | 6535 | unknown | unknown | unknown | high | Agilent 6535, LC-UNKNOWN-QTOF, HIGH
agilent | 6534 | unknown | unknown | unknown | high | Agilent 6534, LC-UNKNOWN-QTOF, HIGH
agilent | 6533 | unknown | unknown | unknown | high | Agilent 6533, LC-UNKNOWN-QTOF, HIGH
agilent | 6532 | unknown | unknown | unknown | high | Agilent 6532, LC-UNKNOWN-QTOF, HIGH
agilent | 6531 | unknown | unknown | unknown | high | Agilent 6531, LC-UNKNOWN-QTOF, HIGH
agilent | 6530 | unknown | unknown | unknown | high | Agilent 6530, LC-UNKNOWN-QTOF, HIGH
agilent | 6410 | unknown | unknown | unknown | low | Agilent 6410, LC-UNKNOWN-QQQ, LOW
agilent | 6210 | unknown | unknown | unknown | high | Agilent 6210, CE-UNKNOWN-TOF, HIGH
agilent | 6210 | unknown | unknown | unknown | high | Agilent 6210, CE-UNKNOWN-TOF, HIGH
agilent | 6578 | lc | unknown | esi | unknown | Agilent 6578, LC-ESI-QTOF, UNKNOWN
agilent | 6577 | lc | unknown | esi | unknown | Agilent 6577, LC-ESI-QTOF, UNKNOWN
agilent | 6576 | lc | unknown | esi | unknown | Agilent 6576, LC-ESI-QTOF, UNKNOWN
agilent | 6575 | lc | unknown | esi | unknown | Agilent 6575, LC-ESI-QTOF, UNKNOWN
agilent | 6554 | unknown | unknown | unknown | high | Agilent 6554, LC-UNKNOWN-QTOF, HIGH
agilent | 6553 | unknown | unknown | unknown | high | Agilent 6553, LC-UNKNOWN-QTOF, HIGH
agilent | 6552 | unknown | unknown | unknown | high | Agilent 6552, LC-UNKNOWN-QTOF, HIGH
agilent | 6551 | unknown | unknown | unknown | high | Agilent 6551, LC-UNKNOWN-QTOF, HIGH
agilent | 6550 | unknown | unknown | unknown | high | Agilent 6550, LC-UNKNOWN-QTOF, HIGH
agilent | 6549 | unknown | unknown | unknown | high | Agilent 6549, LC-UNKNOWN-QTOF, HIGH
agilent | 6548 | unknown | unknown | unknown | high | Agilent 6548, LC-UNKNOWN-QTOF, HIGH
agilent | 6547 | unknown | unknown | unknown | high | Agilent 6547, LC-UNKNOWN-QTOF, HIGH
agilent | 6546 | unknown | unknown | unknown | high | Agilent 6546, LC-UNKNOWN-QTOF, HIGH
agilent | 6545 | unknown | unknown | unknown | high | Agilent 6545, LC-UNKNOWN-QTOF, HIGH
agilent | 6544 | unknown | unknown | unknown | high | Agilent 6544, LC-UNKNOWN-QTOF, HIGH
agilent | 6543 | unknown | unknown | unknown | high | Agilent 6543, LC-UNKNOWN-QTOF, HIGH
agilent | 6542 | unknown | unknown | unknown | high | Agilent 6542, LC-UNKNOWN-QTOF, HIGH
agilent | 6541 | unknown | unknown | unknown | high | Agilent 6541, LC-UNKNOWN-QTOF, HIGH
agilent | 6540 | unknown | unknown | unknown | high | Agilent 6540, LC-UNKNOWN-QTOF, HIGH
agilent | 6539 | unknown | unknown | unknown | high | Agilent 6539, LC-UNKNOWN-QTOF, HIGH
agilent | 6570 | unknown | unknown | unknown | high | Agilent 6570, LC-UNKNOWN-QTOF, HIGH
agilent | 6569 | unknown | unknown | unknown | high | Agilent 6569, LC-UNKNOWN-QTOF, HIGH
agilent | 6568 | unknown | unknown | unknown | high | Agilent 6568, LC-UNKNOWN-QTOF, HIGH
agilent | 6567 | unknown | unknown | unknown | high | Agilent 6567, LC-UNKNOWN-QTOF, HIGH
agilent | 6566 | unknown | unknown | unknown | high | Agilent 6566, LC-UNKNOWN-QTOF, HIGH
agilent | 6565 | unknown | unknown | unknown | high | Agilent 6565, LC-UNKNOWN-QTOF, HIGH
agilent | 6564 | unknown | unknown | unknown | high | Agilent 6564, LC-UNKNOWN-QTOF, HIGH
agilent | 6563 | unknown | unknown | unknown | high | Agilent 6563, LC-UNKNOWN-QTOF, HIGH
agilent | 6562 | unknown | unknown | unknown | high | Agilent 6562, LC-UNKNOWN-QTOF, HIGH
agilent | 6561 | unknown | unknown | unknown | high | Agilent 6561, LC-UNKNOWN-QTOF, HIGH
agilent | 6560 | unknown | unknown | unknown | high | Agilent 6560, LC-UNKNOWN-QTOF, HIGH
agilent | 6559 | unknown | unknown | unknown | high | Agilent 6559, LC-UNKNOWN-QTOF, HIGH
agilent | 6558 | unknown | unknown | unknown | high | Agilent 6558, LC-UNKNOWN-QTOF, HIGH
agilent | 6557 | unknown | unknown | unknown | high | Agilent 6557, LC-UNKNOWN-QTOF, HIGH
agilent | 6556 | unknown | unknown | unknown | high | Agilent 6556, LC-UNKNOWN-QTOF, HIGH
agilent | 6555 | unknown | unknown | unknown | high | Agilent 6555, LC-UNKNOWN-QTOF, HIGH
agilent | 6587 | unknown | unknown | unknown | high | Agilent 6587, LC-UNKNOWN-QTOF, HIGH
agilent | 6586 | unknown | unknown | unknown | high | Agilent 6586, LC-UNKNOWN-QTOF, HIGH
agilent | 6585 | unknown | unknown | unknown | high | Agilent 6585, LC-UNKNOWN-QTOF, HIGH
agilent | 6584 | unknown | unknown | unknown | high | Agilent 6584, LC-UNKNOWN-QTOF, HIGH
agilent | 6583 | unknown | unknown | unknown | high | Agilent 6583, LC-UNKNOWN-QTOF, HIGH
agilent | 6582 | unknown | unknown | unknown | high | Agilent 6582, LC-UNKNOWN-QTOF, HIGH
agilent | 6581 | unknown | unknown | unknown | high | Agilent 6581, LC-UNKNOWN-QTOF, HIGH
agilent | 6580 | unknown | unknown | unknown | high | Agilent 6580, LC-UNKNOWN-QTOF, HIGH
agilent | 6578 | unknown | unknown | unknown | high | Agilent 6578, LC-UNKNOWN-QTOF, HIGH
agilent | 6577 | unknown | unknown | unknown | high | Agilent 6577, LC-UNKNOWN-QTOF, HIGH
agilent | 6576 | unknown | unknown | unknown | high | Agilent 6576, LC-UNKNOWN-QTOF, HIGH
agilent | 6575 | unknown | unknown | unknown | high | Agilent 6575, LC-UNKNOWN-QTOF, HIGH
agilent | 6574 | unknown | unknown | unknown | high | Agilent 6574, LC-UNKNOWN-QTOF, HIGH
agilent | 6573 | unknown | unknown | unknown | high | Agilent 6573, LC-UNKNOWN-QTOF, HIGH
agilent | 6572 | unknown | unknown | unknown | high | Agilent 6572, LC-UNKNOWN-QTOF, HIGH
agilent | 6571 | unknown | unknown | unknown | high | Agilent 6571, LC-UNKNOWN-QTOF, HIGH
agilent | 6605 | unknown | unknown | unknown | high | Agilent 6605, LC-UNKNOWN-QTOF, HIGH
agilent | 6604 | unknown | unknown | unknown | high | Agilent 6604, LC-UNKNOWN-QTOF, HIGH
agilent | 6603 | unknown | unknown | unknown | high | Agilent 6603, LC-UNKNOWN-QTOF, HIGH
agilent | 6602 | unknown | unknown | unknown | high | Agilent 6602, LC-UNKNOWN-QTOF, HIGH
agilent | 6601 | unknown | unknown | unknown | high | Agilent 6601, LC-UNKNOWN-QTOF, HIGH
agilent | 6599 | unknown | unknown | unknown | high | Agilent 6599, LC-UNKNOWN-QTOF, HIGH
agilent | 6598 | unknown | unknown | unknown | high | Agilent 6598, LC-UNKNOWN-QTOF, HIGH
agilent | 6597 | unknown | unknown | unknown | high | Agilent 6597, LC-UNKNOWN-QTOF, HIGH
agilent | 6596 | unknown | unknown | unknown | high | Agilent 6596, LC-UNKNOWN-QTOF, HIGH
agilent | 6595 | unknown | unknown | unknown | high | Agilent 6595, LC-UNKNOWN-QTOF, HIGH
agilent | 6594 | unknown | unknown | unknown | high | Agilent 6594, LC-UNKNOWN-QTOF, HIGH
agilent | 6593 | unknown | unknown | unknown | high | Agilent 6593, LC-UNKNOWN-QTOF, HIGH
agilent | 6592 | unknown | unknown | unknown | high | Agilent 6592, LC-UNKNOWN-QTOF, HIGH
agilent | 6591 | unknown | unknown | unknown | high | Agilent 6591, LC-UNKNOWN-QTOF, HIGH
agilent | 6589 | unknown | unknown | unknown | high | Agilent 6589, LC-UNKNOWN-QTOF, HIGH
agilent | 6588 | unknown | unknown | unknown | high | Agilent 6588, LC-UNKNOWN-QTOF, HIGH
agilent | 6621 | unknown | unknown | unknown | high | Agilent 6621, LC-UNKNOWN-QTOF, HIGH
agilent | 6620 | unknown | unknown | unknown | high | Agilent 6620, LC-UNKNOWN-QTOF, HIGH
agilent | 6619 | unknown | unknown | unknown | high | Agilent 6619, LC-UNKNOWN-QTOF, HIGH
agilent | 6618 | unknown | unknown | unknown | high | Agilent 6618, LC-UNKNOWN-QTOF, HIGH
agilent | 6617 | unknown | unknown | unknown | high | Agilent 6617, LC-UNKNOWN-QTOF, HIGH
agilent | 6616 | unknown | unknown | unknown | high | Agilent 6616, LC-UNKNOWN-QTOF, HIGH
agilent | 6615 | unknown | unknown | unknown | high | Agilent 6615, LC-UNKNOWN-QTOF, HIGH
agilent | 6614 | unknown | unknown | unknown | high | Agilent 6614, LC-UNKNOWN-QTOF, HIGH
agilent | 6613 | unknown | unknown | unknown | high | Agilent 6613, LC-UNKNOWN-QTOF, HIGH
agilent | 6612 | unknown | unknown | unknown | high | Agilent 6612, LC-UNKNOWN-QTOF, HIGH
agilent | 6611 | unknown | unknown | unknown | high | Agilent 6611, LC-UNKNOWN-QTOF, HIGH
agilent | 6610 | unknown | unknown | unknown | high | Agilent 6610, LC-UNKNOWN-QTOF, HIGH
agilent | 6609 | unknown | unknown | unknown | high | Agilent 6609, LC-UNKNOWN-QTOF, HIGH
agilent | 6608 | unknown | unknown | unknown | high | Agilent 6608, LC-UNKNOWN-QTOF, HIGH
agilent | 6607 | unknown | unknown | unknown | high | Agilent 6607, LC-UNKNOWN-QTOF, HIGH
agilent | 6606 | unknown | unknown | unknown | high | Agilent 6606, LC-UNKNOWN-QTOF, HIGH
agilent | 6637 | unknown | unknown | unknown | high | Agilent 6637, LC-UNKNOWN-QTOF, HIGH
agilent | 6636 | unknown | unknown | unknown | high | Agilent 6636, LC-UNKNOWN-QTOF, HIGH
agilent | 6635 | unknown | unknown | unknown | high | Agilent 6635, LC-UNKNOWN-QTOF, HIGH
agilent | 6634 | unknown | unknown | unknown | high | Agilent 6634, LC-UNKNOWN-QTOF, HIGH
agilent | 6633 | unknown | unknown | unknown | high | Agilent 6633, LC-UNKNOWN-QTOF, HIGH
agilent | 6632 | unknown | unknown | unknown | high | Agilent 6632, LC-UNKNOWN-QTOF, HIGH
agilent | 6631 | unknown | unknown | unknown | high | Agilent 6631, LC-UNKNOWN-QTOF, HIGH
agilent | 6630 | unknown | unknown | unknown | high | Agilent 6630, LC-UNKNOWN-QTOF, HIGH
agilent | 6629 | unknown | unknown | unknown | high | Agilent 6629, LC-UNKNOWN-QTOF, HIGH
agilent | 6628 | unknown | unknown | unknown | high | Agilent 6628, LC-UNKNOWN-QTOF, HIGH
agilent | 6627 | unknown | unknown | unknown | high | Agilent 6627, LC-UNKNOWN-QTOF, HIGH
agilent | 6626 | unknown | unknown | unknown | high | Agilent 6626, LC-UNKNOWN-QTOF, HIGH
agilent | 6625 | unknown | unknown | unknown | high | Agilent 6625, LC-UNKNOWN-QTOF, HIGH
agilent | 6624 | unknown | unknown | unknown | high | Agilent 6624, LC-UNKNOWN-QTOF, HIGH
agilent | 6623 | unknown | unknown | unknown | high | Agilent 6623, LC-UNKNOWN-QTOF, HIGH
agilent | 6622 | unknown | unknown | unknown | high | Agilent 6622, LC-UNKNOWN-QTOF, HIGH
agilent | 6653 | unknown | unknown | unknown | high | Agilent 6653, LC-UNKNOWN-QTOF, HIGH
agilent | 6652 | unknown | unknown | unknown | high | Agilent 6652, LC-UNKNOWN-QTOF, HIGH
agilent | 6651 | unknown | unknown | unknown | high | Agilent 6651, LC-UNKNOWN-QTOF, HIGH
agilent | 6650 | unknown | unknown | unknown | high | Agilent 6650, LC-UNKNOWN-QTOF, HIGH
agilent | 6649 | unknown | unknown | unknown | high | Agilent 6649, LC-UNKNOWN-QTOF, HIGH
agilent | 6648 | unknown | unknown | unknown | high | Agilent 6648, LC-UNKNOWN-QTOF, HIGH
agilent | 6647 | unknown | unknown | unknown | high | Agilent 6647, LC-UNKNOWN-QTOF, HIGH
agilent | 6646 | unknown | unknown | unknown | high | Agilent 6646, LC-UNKNOWN-QTOF, HIGH
agilent | 6645 | unknown | unknown | unknown | high | Agilent 6645, LC-UNKNOWN-QTOF, HIGH
agilent | 6644 | unknown | unknown | unknown | high | Agilent 6644, LC-UNKNOWN-QTOF, HIGH
agilent | 6643 | unknown | unknown | unknown | high | Agilent 6643, LC-UNKNOWN-QTOF, HIGH
agilent | 6642 | unknown | unknown | unknown | high | Agilent 6642, LC-UNKNOWN-QTOF, HIGH
agilent | 6641 | unknown | unknown | unknown | high | Agilent 6641, LC-UNKNOWN-QTOF, HIGH
agilent | 6640 | unknown | unknown | unknown | high | Agilent 6640, LC-UNKNOWN-QTOF, HIGH
agilent | 6639 | unknown | unknown | unknown | high | Agilent 6639, LC-UNKNOWN-QTOF, HIGH
agilent | 6638 | unknown | unknown | unknown | high | Agilent 6638, LC-UNKNOWN-QTOF, HIGH
agilent | 6669 | unknown | unknown | unknown | high | Agilent 6669, LC-UNKNOWN-QTOF, HIGH
agilent | 6668 | unknown | unknown | unknown | high | Agilent 6668, LC-UNKNOWN-QTOF, HIGH
agilent | 6667 | unknown | unknown | unknown | high | Agilent 6667, LC-UNKNOWN-QTOF, HIGH
agilent | 6666 | unknown | unknown | unknown | high | Agilent 6666, LC-UNKNOWN-QTOF, HIGH
agilent | 6665 | unknown | unknown | unknown | high | Agilent 6665, LC-UNKNOWN-QTOF, HIGH
agilent | 6664 | unknown | unknown | unknown | high | Agilent 6664, LC-UNKNOWN-QTOF, HIGH
agilent | 6663 | unknown | unknown | unknown | high | Agilent 6663, LC-UNKNOWN-QTOF, HIGH
agilent | 6662 | unknown | unknown | unknown | high | Agilent 6662, LC-UNKNOWN-QTOF, HIGH
agilent | 6661 | unknown | unknown | unknown | high | Agilent 6661, LC-UNKNOWN-QTOF, HIGH
agilent | 6660 | unknown | unknown | unknown | high | Agilent 6660, LC-UNKNOWN-QTOF, HIGH
agilent | 6659 | unknown | unknown | unknown | high | Agilent 6659, LC-UNKNOWN-QTOF, HIGH
agilent | 6658 | unknown | unknown | unknown | high | Agilent 6658, LC-UNKNOWN-QTOF, HIGH
agilent | 6657 | unknown | unknown | unknown | high | Agilent 6657, LC-UNKNOWN-QTOF, HIGH
agilent | 6656 | unknown | unknown | unknown | high | Agilent 6656, LC-UNKNOWN-QTOF, HIGH
agilent | 6655 | unknown | unknown | unknown | high | Agilent 6655, LC-UNKNOWN-QTOF, HIGH
agilent | 6654 | unknown | unknown | unknown | high | Agilent 6654, LC-UNKNOWN-QTOF, HIGH
agilent | 6210 | unknown | unknown | esi | unknown | Agilent 6210, LC-ESI-TOF, UNKNOWN
agilent | 7100 | unknown | unknown | unknown | high | Agilent 7100, CE-UNKNOWN-QTOF, HIGH
agilent | 6680 | unknown | unknown | unknown | high | Agilent 6680, LC-UNKNOWN-QTOF, HIGH
agilent | 6679 | unknown | unknown | unknown | high | Agilent 6679, LC-UNKNOWN-QTOF, HIGH
agilent | 6678 | unknown | unknown | unknown | high | Agilent 6678, LC-UNKNOWN-QTOF, HIGH
agilent | 6677 | unknown | unknown | unknown | high | Agilent 6677, LC-UNKNOWN-QTOF, HIGH
agilent | 6676 | unknown | unknown | unknown | high | Agilent 6676, LC-UNKNOWN-QTOF, HIGH
agilent | 6675 | unknown | unknown | unknown | high | Agilent 6675, LC-UNKNOWN-QTOF, HIGH
agilent | 6674 | unknown | unknown | unknown | high | Agilent 6674, LC-UNKNOWN-QTOF, HIGH
agilent | 6673 | unknown | unknown | unknown | high | Agilent 6673, LC-UNKNOWN-QTOF, HIGH
agilent | 6672 | unknown | unknown | unknown | high | Agilent 6672, LC-UNKNOWN-QTOF, HIGH
agilent | 6671 | unknown | unknown | unknown | high | Agilent 6671, LC-UNKNOWN-QTOF, HIGH
agilent | 6670 | unknown | unknown | unknown | high | Agilent 6670, LC-UNKNOWN-QTOF, HIGH
agilent | 6543 | unknown | unknown | esi | unknown | Agilent 6543, LC-ESI-QTOF, UNKNOWN
agilent | 6542 | unknown | unknown | esi | unknown | Agilent 6542, LC-ESI-QTOF, UNKNOWN
agilent | 6541 | unknown | unknown | esi | unknown | Agilent 6541, LC-ESI-QTOF, UNKNOWN
agilent | 6540 | unknown | unknown | esi | unknown | Agilent 6540, LC-ESI-QTOF, UNKNOWN
agilent | 6539 | unknown | unknown | esi | unknown | Agilent 6539, LC-ESI-QTOF, UNKNOWN
agilent | 6538 | unknown | unknown | esi | unknown | Agilent 6538, LC-ESI-QTOF, UNKNOWN
agilent | 6537 | unknown | unknown | esi | unknown | Agilent 6537, LC-ESI-QTOF, UNKNOWN
agilent | 6536 | unknown | unknown | esi | unknown | Agilent 6536, LC-ESI-QTOF, UNKNOWN
agilent | 6535 | unknown | unknown | esi | unknown | Agilent 6535, LC-ESI-QTOF, UNKNOWN
agilent | 6534 | unknown | unknown | esi | unknown | Agilent 6534, LC-ESI-QTOF, UNKNOWN
agilent | 6533 | unknown | unknown | esi | unknown | Agilent 6533, LC-ESI-QTOF, UNKNOWN
agilent | 6532 | unknown | unknown | esi | unknown | Agilent 6532, LC-ESI-QTOF, UNKNOWN
agilent | 6531 | unknown | unknown | esi | unknown | Agilent 6531, LC-ESI-QTOF, UNKNOWN
agilent | 6530 | unknown | unknown | esi | unknown | Agilent 6530, LC-ESI-QTOF, UNKNOWN
agilent | 6410 | unknown | unknown | esi | unknown | Agilent 6410, LC-ESI-QQQ, UNKNOWN
agilent | 6210 | unknown | unknown | esi | unknown | Agilent 6210, LC-ESI-TOF, UNKNOWN
agilent | 6559 | unknown | unknown | esi | unknown | Agilent 6559, LC-ESI-QTOF, UNKNOWN
agilent | 6558 | unknown | unknown | esi | unknown | Agilent 6558, LC-ESI-QTOF, UNKNOWN
agilent | 6557 | unknown | unknown | esi | unknown | Agilent 6557, LC-ESI-QTOF, UNKNOWN
agilent | 6556 | unknown | unknown | esi | unknown | Agilent 6556, LC-ESI-QTOF, UNKNOWN
agilent | 6555 | unknown | unknown | esi | unknown | Agilent 6555, LC-ESI-QTOF, UNKNOWN
agilent | 6554 | unknown | unknown | esi | unknown | Agilent 6554, LC-ESI-QTOF, UNKNOWN
agilent | 6553 | unknown | unknown | esi | unknown | Agilent 6553, LC-ESI-QTOF, UNKNOWN
agilent | 6552 | unknown | unknown | esi | unknown | Agilent 6552, LC-ESI-QTOF, UNKNOWN
agilent | 6551 | unknown | unknown | esi | unknown | Agilent 6551, LC-ESI-QTOF, UNKNOWN
agilent | 6550 | unknown | unknown | esi | unknown | Agilent 6550, LC-ESI-QTOF, UNKNOWN
agilent | 6549 | unknown | unknown | esi | unknown | Agilent 6549, LC-ESI-QTOF, UNKNOWN
agilent | 6548 | unknown | unknown | esi | unknown | Agilent 6548, LC-ESI-QTOF, UNKNOWN
agilent | 6547 | unknown | unknown | esi | unknown | Agilent 6547, LC-ESI-QTOF, UNKNOWN
agilent | 6546 | unknown | unknown | esi | unknown | Agilent 6546, LC-ESI-QTOF, UNKNOWN
agilent | 6545 | unknown | unknown | esi | unknown | Agilent 6545, LC-ESI-QTOF, UNKNOWN
agilent | 6544 | unknown | unknown | esi | unknown | Agilent 6544, LC-ESI-QTOF, UNKNOWN
agilent | 6575 | unknown | unknown | esi | unknown | Agilent 6575, LC-ESI-QTOF, UNKNOWN
agilent | 6574 | unknown | unknown | esi | unknown | Agilent 6574, LC-ESI-QTOF, UNKNOWN
agilent | 6573 | unknown | unknown | esi | unknown | Agilent 6573, LC-ESI-QTOF, UNKNOWN
agilent | 6572 | unknown | unknown | esi | unknown | Agilent 6572, LC-ESI-QTOF, UNKNOWN
agilent | 6571 | unknown | unknown | esi | unknown | Agilent 6571, LC-ESI-QTOF, UNKNOWN
agilent | 6570 | unknown | unknown | esi | unknown | Agilent 6570, LC-ESI-QTOF, UNKNOWN
agilent | 6569 | unknown | unknown | esi | unknown | Agilent 6569, LC-ESI-QTOF, UNKNOWN
agilent | 6568 | unknown | unknown | esi | unknown | Agilent 6568, LC-ESI-QTOF, UNKNOWN
agilent | 6567 | unknown | unknown | esi | unknown | Agilent 6567, LC-ESI-QTOF, UNKNOWN
agilent | 6566 | unknown | unknown | esi | unknown | Agilent 6566, LC-ESI-QTOF, UNKNOWN
agilent | 6565 | unknown | unknown | esi | unknown | Agilent 6565, LC-ESI-QTOF, UNKNOWN
agilent | 6564 | unknown | unknown | esi | unknown | Agilent 6564, LC-ESI-QTOF, UNKNOWN
agilent | 6563 | unknown | unknown | esi | unknown | Agilent 6563, LC-ESI-QTOF, UNKNOWN
agilent | 6562 | unknown | unknown | esi | unknown | Agilent 6562, LC-ESI-QTOF, UNKNOWN
agilent | 6561 | unknown | unknown | esi | unknown | Agilent 6561, LC-ESI-QTOF, UNKNOWN
agilent | 6560 | unknown | unknown | esi | unknown | Agilent 6560, LC-ESI-QTOF, UNKNOWN
agilent | 6593 | unknown | unknown | esi | unknown | Agilent 6593, LC-ESI-QTOF, UNKNOWN
agilent | 6592 | unknown | unknown | esi | unknown | Agilent 6592, LC-ESI-QTOF, UNKNOWN
agilent | 6591 | unknown | unknown | esi | unknown | Agilent 6591, LC-ESI-QTOF, UNKNOWN
agilent | 6589 | unknown | unknown | esi | unknown | Agilent 6589, LC-ESI-QTOF, UNKNOWN
agilent | 6588 | unknown | unknown | esi | unknown | Agilent 6588, LC-ESI-QTOF, UNKNOWN
agilent | 6587 | unknown | unknown | esi | unknown | Agilent 6587, LC-ESI-QTOF, UNKNOWN
agilent | 6586 | unknown | unknown | esi | unknown | Agilent 6586, LC-ESI-QTOF, UNKNOWN
agilent | 6585 | unknown | unknown | esi | unknown | Agilent 6585, LC-ESI-QTOF, UNKNOWN
agilent | 6584 | unknown | unknown | esi | unknown | Agilent 6584, LC-ESI-QTOF, UNKNOWN
agilent | 6583 | unknown | unknown | esi | unknown | Agilent 6583, LC-ESI-QTOF, UNKNOWN
agilent | 6582 | unknown | unknown | esi | unknown | Agilent 6582, LC-ESI-QTOF, UNKNOWN
agilent | 6581 | unknown | unknown | esi | unknown | Agilent 6581, LC-ESI-QTOF, UNKNOWN
agilent | 6580 | unknown | unknown | esi | unknown | Agilent 6580, LC-ESI-QTOF, UNKNOWN
agilent | 6578 | unknown | unknown | esi | unknown | Agilent 6578, LC-ESI-QTOF, UNKNOWN
agilent | 6577 | unknown | unknown | esi | unknown | Agilent 6577, LC-ESI-QTOF, UNKNOWN
agilent | 6576 | unknown | unknown | esi | unknown | Agilent 6576, LC-ESI-QTOF, UNKNOWN
agilent | 6610 | unknown | unknown | esi | unknown | Agilent 6610, LC-ESI-QTOF, UNKNOWN
agilent | 6609 | unknown | unknown | esi | unknown | Agilent 6609, LC-ESI-QTOF, UNKNOWN
agilent | 6608 | unknown | unknown | esi | unknown | Agilent 6608, LC-ESI-QTOF, UNKNOWN
agilent | 6607 | unknown | unknown | esi | unknown | Agilent 6607, LC-ESI-QTOF, UNKNOWN
agilent | 6606 | unknown | unknown | esi | unknown | Agilent 6606, LC-ESI-QTOF, UNKNOWN
agilent | 6605 | unknown | unknown | esi | unknown | Agilent 6605, LC-ESI-QTOF, UNKNOWN
agilent | 6604 | unknown | unknown | esi | unknown | Agilent 6604, LC-ESI-QTOF, UNKNOWN
agilent | 6603 | unknown | unknown | esi | unknown | Agilent 6603, LC-ESI-QTOF, UNKNOWN
agilent | 6602 | unknown | unknown | esi | unknown | Agilent 6602, LC-ESI-QTOF, UNKNOWN
agilent | 6601 | unknown | unknown | esi | unknown | Agilent 6601, LC-ESI-QTOF, UNKNOWN
agilent | 6599 | unknown | unknown | esi | unknown | Agilent 6599, LC-ESI-QTOF, UNKNOWN
agilent | 6598 | unknown | unknown | esi | unknown | Agilent 6598, LC-ESI-QTOF, UNKNOWN
agilent | 6597 | unknown | unknown | esi | unknown | Agilent 6597, LC-ESI-QTOF, UNKNOWN
agilent | 6596 | unknown | unknown | esi | unknown | Agilent 6596, LC-ESI-QTOF, UNKNOWN
agilent | 6595 | unknown | unknown | esi | unknown | Agilent 6595, LC-ESI-QTOF, UNKNOWN
agilent | 6594 | unknown | unknown | esi | unknown | Agilent 6594, LC-ESI-QTOF, UNKNOWN
agilent | 6626 | unknown | unknown | esi | unknown | Agilent 6626, LC-ESI-QTOF, UNKNOWN
agilent | 6625 | unknown | unknown | esi | unknown | Agilent 6625, LC-ESI-QTOF, UNKNOWN
agilent | 6624 | unknown | unknown | esi | unknown | Agilent 6624, LC-ESI-QTOF, UNKNOWN
agilent | 6623 | unknown | unknown | esi | unknown | Agilent 6623, LC-ESI-QTOF, UNKNOWN
agilent | 6622 | unknown | unknown | esi | unknown | Agilent 6622, LC-ESI-QTOF, UNKNOWN
agilent | 6621 | unknown | unknown | esi | unknown | Agilent 6621, LC-ESI-QTOF, UNKNOWN
agilent | 6620 | unknown | unknown | esi | unknown | Agilent 6620, LC-ESI-QTOF, UNKNOWN
agilent | 6619 | unknown | unknown | esi | unknown | Agilent 6619, LC-ESI-QTOF, UNKNOWN
agilent | 6618 | unknown | unknown | esi | unknown | Agilent 6618, LC-ESI-QTOF, UNKNOWN
agilent | 6617 | unknown | unknown | esi | unknown | Agilent 6617, LC-ESI-QTOF, UNKNOWN
agilent | 6616 | unknown | unknown | esi | unknown | Agilent 6616, LC-ESI-QTOF, UNKNOWN
agilent | 6615 | unknown | unknown | esi | unknown | Agilent 6615, LC-ESI-QTOF, UNKNOWN
agilent | 6614 | unknown | unknown | esi | unknown | Agilent 6614, LC-ESI-QTOF, UNKNOWN
agilent | 6613 | unknown | unknown | esi | unknown | Agilent 6613, LC-ESI-QTOF, UNKNOWN
agilent | 6612 | unknown | unknown | esi | unknown | Agilent 6612, LC-ESI-QTOF, UNKNOWN
agilent | 6611 | unknown | unknown | esi | unknown | Agilent 6611, LC-ESI-QTOF, UNKNOWN
agilent | 6642 | unknown | unknown | esi | unknown | Agilent 6642, LC-ESI-QTOF, UNKNOWN
agilent | 6641 | unknown | unknown | esi | unknown | Agilent 6641, LC-ESI-QTOF, UNKNOWN
agilent | 6640 | unknown | unknown | esi | unknown | Agilent 6640, LC-ESI-QTOF, UNKNOWN
agilent | 6639 | unknown | unknown | esi | unknown | Agilent 6639, LC-ESI-QTOF, UNKNOWN
agilent | 6638 | unknown | unknown | esi | unknown | Agilent 6638, LC-ESI-QTOF, UNKNOWN
agilent | 6637 | unknown | unknown | esi | unknown | Agilent 6637, LC-ESI-QTOF, UNKNOWN
agilent | 6636 | unknown | unknown | esi | unknown | Agilent 6636, LC-ESI-QTOF, UNKNOWN
agilent | 6635 | unknown | unknown | esi | unknown | Agilent 6635, LC-ESI-QTOF, UNKNOWN
agilent | 6634 | unknown | unknown | esi | unknown | Agilent 6634, LC-ESI-QTOF, UNKNOWN
agilent | 6633 | unknown | unknown | esi | unknown | Agilent 6633, LC-ESI-QTOF, UNKNOWN
agilent | 6632 | unknown | unknown | esi | unknown | Agilent 6632, LC-ESI-QTOF, UNKNOWN
agilent | 6631 | unknown | unknown | esi | unknown | Agilent 6631, LC-ESI-QTOF, UNKNOWN
agilent | 6630 | unknown | unknown | esi | unknown | Agilent 6630, LC-ESI-QTOF, UNKNOWN
agilent | 6629 | unknown | unknown | esi | unknown | Agilent 6629, LC-ESI-QTOF, UNKNOWN
agilent | 6628 | unknown | unknown | esi | unknown | Agilent 6628, LC-ESI-QTOF, UNKNOWN
agilent | 6627 | unknown | unknown | esi | unknown | Agilent 6627, LC-ESI-QTOF, UNKNOWN
agilent | 6658 | unknown | unknown | esi | unknown | Agilent 6658, LC-ESI-QTOF, UNKNOWN
agilent | 6657 | unknown | unknown | esi | unknown | Agilent 6657, LC-ESI-QTOF, UNKNOWN
agilent | 6656 | unknown | unknown | esi | unknown | Agilent 6656, LC-ESI-QTOF, UNKNOWN
agilent | 6655 | unknown | unknown | esi | unknown | Agilent 6655, LC-ESI-QTOF, UNKNOWN
agilent | 6654 | unknown | unknown | esi | unknown | Agilent 6654, LC-ESI-QTOF, UNKNOWN
agilent | 6653 | unknown | unknown | esi | unknown | Agilent 6653, LC-ESI-QTOF, UNKNOWN
agilent | 6652 | unknown | unknown | esi | unknown | Agilent 6652, LC-ESI-QTOF, UNKNOWN
agilent | 6651 | unknown | unknown | esi | unknown | Agilent 6651, LC-ESI-QTOF, UNKNOWN
agilent | 6650 | unknown | unknown | esi | unknown | Agilent 6650, LC-ESI-QTOF, UNKNOWN
agilent | 6649 | unknown | unknown | esi | unknown | Agilent 6649, LC-ESI-QTOF, UNKNOWN
agilent | 6648 | unknown | unknown | esi | unknown | Agilent 6648, LC-ESI-QTOF, UNKNOWN
agilent | 6647 | unknown | unknown | esi | unknown | Agilent 6647, LC-ESI-QTOF, UNKNOWN
agilent | 6646 | unknown | unknown | esi | unknown | Agilent 6646, LC-ESI-QTOF, UNKNOWN
agilent | 6645 | unknown | unknown | esi | unknown | Agilent 6645, LC-ESI-QTOF, UNKNOWN
agilent | 6644 | unknown | unknown | esi | unknown | Agilent 6644, LC-ESI-QTOF, UNKNOWN
agilent | 6643 | unknown | unknown | esi | unknown | Agilent 6643, LC-ESI-QTOF, UNKNOWN
agilent | 6674 | unknown | unknown | esi | unknown | Agilent 6674, LC-ESI-QTOF, UNKNOWN
agilent | 6673 | unknown | unknown | esi | unknown | Agilent 6673, LC-ESI-QTOF, UNKNOWN
agilent | 6672 | unknown | unknown | esi | unknown | Agilent 6672, LC-ESI-QTOF, UNKNOWN
agilent | 6671 | unknown | unknown | esi | unknown | Agilent 6671, LC-ESI-QTOF, UNKNOWN
agilent | 6670 | unknown | unknown | esi | unknown | Agilent 6670, LC-ESI-QTOF, UNKNOWN
agilent | 6669 | unknown | unknown | esi | unknown | Agilent 6669, LC-ESI-QTOF, UNKNOWN
agilent | 6668 | unknown | unknown | esi | unknown | Agilent 6668, LC-ESI-QTOF, UNKNOWN
agilent | 6667 | unknown | unknown | esi | unknown | Agilent 6667, LC-ESI-QTOF, UNKNOWN
agilent | 6666 | unknown | unknown | esi | unknown | Agilent 6666, LC-ESI-QTOF, UNKNOWN
agilent | 6665 | unknown | unknown | esi | unknown | Agilent 6665, LC-ESI-QTOF, UNKNOWN
agilent | 6664 | unknown | unknown | esi | unknown | Agilent 6664, LC-ESI-QTOF, UNKNOWN
agilent | 6663 | unknown | unknown | esi | unknown | Agilent 6663, LC-ESI-QTOF, UNKNOWN
agilent | 6662 | unknown | unknown | esi | unknown | Agilent 6662, LC-ESI-QTOF, UNKNOWN
agilent | 6661 | unknown | unknown | esi | unknown | Agilent 6661, LC-ESI-QTOF, UNKNOWN
agilent | 6660 | unknown | unknown | esi | unknown | Agilent 6660, LC-ESI-QTOF, UNKNOWN
agilent | 6659 | unknown | unknown | esi | unknown | Agilent 6659, LC-ESI-QTOF, UNKNOWN
agilent | 6532 | unknown | qtof | unknown | unknown | Agilent 6532, LC-UNKNOWN-QTOF, UNKNOWN
agilent | 6531 | unknown | qtof | unknown | unknown | Agilent 6531, LC-UNKNOWN-QTOF, UNKNOWN
agilent | 6530 | unknown | qtof | unknown | unknown | Agilent 6530, LC-UNKNOWN-QTOF, UNKNOWN
agilent | 6410 | unknown | qqq | unknown | unknown | Agilent 6410, LC-UNKNOWN-QQQ, UNKNOWN
agilent | 6210 | unknown | tof | unknown | unknown | Agilent 6210, CE-UNKNOWN-TOF, UNKNOWN
agilent | 6210 | unknown | tof | unknown | unknown | Agilent 6210, CE-UNKNOWN-TOF, UNKNOWN
agilent | 7100 | unknown | unknown | esi | unknown | Agilent 7100, LC-ESI-QTOF, UNKNOWN
agilent | 6680 | unknown | unknown | esi | unknown | Agilent 6680, LC-ESI-QTOF, UNKNOWN
agilent | 6679 | unknown | unknown | esi | unknown | Agilent 6679, LC-ESI-QTOF, UNKNOWN
agilent | 6678 | unknown | unknown | esi | unknown | Agilent 6678, LC-ESI-QTOF, UNKNOWN
agilent | 6677 | unknown | unknown | esi | unknown | Agilent 6677, LC-ESI-QTOF, UNKNOWN
agilent | 6676 | unknown | unknown | esi | unknown | Agilent 6676, LC-ESI-QTOF, UNKNOWN
agilent | 6675 | unknown | unknown | esi | unknown | Agilent 6675, LC-ESI-QTOF, UNKNOWN
agilent | 6548 | unknown | qtof | unknown | unknown | Agilent 6548, LC-UNKNOWN-QTOF, UNKNOWN
agilent | 6547 | unknown | qtof | unknown | unknown | Agilent 6547, LC-UNKNOWN-QTOF, UNKNOWN
agilent | 6546 | unknown | qtof | unknown | unknown | Agilent 6546, LC-UNKNOWN-QTOF, UNKNOWN
agilent | 6545 | unknown | qtof | unknown | unknown | Agilent 6545, LC-UNKNOWN-QTOF, UNKNOWN
agilent | 6544 | unknown | qtof | unknown | unknown | Agilent 6544, LC-UNKNOWN-QTOF, UNKNOWN
agilent | 6543 | unknown | qtof | unknown | unknown | Agilent 6543, LC-UNKNOWN-QTOF, UNKNOWN
agilent | 6542 | unknown | qtof | unknown | unknown | Agilent 6542, LC-UNKNOWN-QTOF, UNKNOWN
agilent | 6541 | unknown | qtof | unknown | unknown | Agilent 6541, LC-UNKNOWN-QTOF, UNKNOWN
agilent | 6540 | unknown | qtof | unknown | unknown | Agilent 6540, LC-UNKNOWN-QTOF, UNKNOWN
agilent | 6539 | unknown | qtof | unknown | unknown | Agilent 6539, LC-UNKNOWN-QTOF, UNKNOWN
agilent | 6538 | unknown | qtof | unknown | unknown | Agilent 6538, LC-UNKNOWN-QTOF, UNKNOWN
agilent | 6537 | unknown | qtof | unknown | unknown | Agilent 6537, LC-UNKNOWN-QTOF, UNKNOWN
agilent | 6536 | unknown | qtof | unknown | unknown | Agilent 6536, LC-UNKNOWN-QTOF, UNKNOWN
agilent | 6535 | unknown | qtof | unknown | unknown | Agilent 6535, LC-UNKNOWN-QTOF, UNKNOWN
agilent | 6534 | unknown | qtof | unknown | unknown | Agilent 6534, LC-UNKNOWN-QTOF, UNKNOWN
agilent | 6533 | unknown | qtof | unknown | unknown | Agilent 6533, LC-UNKNOWN-QTOF, UNKNOWN
agilent | 6564 | unknown | qtof | unknown | unknown | Agilent 6564, LC-UNKNOWN-QTOF, UNKNOWN
agilent | 6563 | unknown | qtof | unknown | unknown | Agilent 6563, LC-UNKNOWN-QTOF, UNKNOWN
agilent | 6562 | unknown | qtof | unknown | unknown | Agilent 6562, LC-UNKNOWN-QTOF, UNKNOWN
agilent | 6561 | unknown | qtof | unknown | unknown | Agilent 6561, LC-UNKNOWN-QTOF, UNKNOWN
agilent | 6560 | unknown | qtof | unknown | unknown | Agilent 6560, LC-UNKNOWN-QTOF, UNKNOWN
agilent | 6559 | unknown | qtof | unknown | unknown | Agilent 6559, LC-UNKNOWN-QTOF, UNKNOWN
agilent | 6558 | unknown | qtof | unknown | unknown | Agilent 6558, LC-UNKNOWN-QTOF, UNKNOWN
agilent | 6557 | unknown | qtof | unknown | unknown | Agilent 6557, LC-UNKNOWN-QTOF, UNKNOWN
agilent | 6556 | unknown | qtof | unknown | unknown | Agilent 6556, LC-UNKNOWN-QTOF, UNKNOWN
agilent | 6555 | unknown | qtof | unknown | unknown | Agilent 6555, LC-UNKNOWN-QTOF, UNKNOWN
agilent | 6554 | unknown | qtof | unknown | unknown | Agilent 6554, LC-UNKNOWN-QTOF, UNKNOWN
agilent | 6553 | unknown | qtof | unknown | unknown | Agilent 6553, LC-UNKNOWN-QTOF, UNKNOWN
agilent | 6552 | unknown | qtof | unknown | unknown | Agilent 6552, LC-UNKNOWN-QTOF, UNKNOWN
agilent | 6551 | unknown | qtof | unknown | unknown | Agilent 6551, LC-UNKNOWN-QTOF, UNKNOWN
agilent | 6550 | unknown | qtof | unknown | unknown | Agilent 6550, LC-UNKNOWN-QTOF, UNKNOWN
agilent | 6549 | unknown | qtof | unknown | unknown | Agilent 6549, LC-UNKNOWN-QTOF, UNKNOWN
agilent | 6581 | unknown | qtof | unknown | unknown | Agilent 6581, LC-UNKNOWN-QTOF, UNKNOWN
agilent | 6580 | unknown | qtof | unknown | unknown | Agilent 6580, LC-UNKNOWN-QTOF, UNKNOWN
agilent | 6578 | unknown | qtof | unknown | unknown | Agilent 6578, LC-UNKNOWN-QTOF, UNKNOWN
agilent | 6577 | unknown | qtof | unknown | unknown | Agilent 6577, LC-UNKNOWN-QTOF, UNKNOWN
agilent | 6576 | unknown | qtof | unknown | unknown | Agilent 6576, LC-UNKNOWN-QTOF, UNKNOWN
agilent | 6575 | unknown | qtof | unknown | unknown | Agilent 6575, LC-UNKNOWN-QTOF, UNKNOWN
agilent | 6574 | unknown | qtof | unknown | unknown | Agilent 6574, LC-UNKNOWN-QTOF, UNKNOWN
agilent | 6573 | unknown | qtof | unknown | unknown | Agilent 6573, LC-UNKNOWN-QTOF, UNKNOWN
agilent | 6572 | unknown | qtof | unknown | unknown | Agilent 6572, LC-UNKNOWN-QTOF, UNKNOWN
agilent | 6571 | unknown | qtof | unknown | unknown | Agilent 6571, LC-UNKNOWN-QTOF, UNKNOWN
agilent | 6570 | unknown | qtof | unknown | unknown | Agilent 6570, LC-UNKNOWN-QTOF, UNKNOWN
agilent | 6569 | unknown | qtof | unknown | unknown | Agilent 6569, LC-UNKNOWN-QTOF, UNKNOWN
agilent | 6568 | unknown | qtof | unknown | unknown | Agilent 6568, LC-UNKNOWN-QTOF, UNKNOWN
agilent | 6567 | unknown | qtof | unknown | unknown | Agilent 6567, LC-UNKNOWN-QTOF, UNKNOWN
agilent | 6566 | unknown | qtof | unknown | unknown | Agilent 6566, LC-UNKNOWN-QTOF, UNKNOWN
agilent | 6565 | unknown | qtof | unknown | unknown | Agilent 6565, LC-UNKNOWN-QTOF, UNKNOWN
agilent | 6598 | unknown | qtof | unknown | unknown | Agilent 6598, LC-UNKNOWN-QTOF, UNKNOWN
agilent | 6597 | unknown | qtof | unknown | unknown | Agilent 6597, LC-UNKNOWN-QTOF, UNKNOWN
agilent | 6596 | unknown | qtof | unknown | unknown | Agilent 6596, LC-UNKNOWN-QTOF, UNKNOWN
agilent | 6595 | unknown | qtof | unknown | unknown | Agilent 6595, LC-UNKNOWN-QTOF, UNKNOWN
agilent | 6594 | unknown | qtof | unknown | unknown | Agilent 6594, LC-UNKNOWN-QTOF, UNKNOWN
agilent | 6593 | unknown | qtof | unknown | unknown | Agilent 6593, LC-UNKNOWN-QTOF, UNKNOWN
agilent | 6592 | unknown | qtof | unknown | unknown | Agilent 6592, LC-UNKNOWN-QTOF, UNKNOWN
agilent | 6591 | unknown | qtof | unknown | unknown | Agilent 6591, LC-UNKNOWN-QTOF, UNKNOWN
agilent | 6589 | unknown | qtof | unknown | unknown | Agilent 6589, LC-UNKNOWN-QTOF, UNKNOWN
agilent | 6588 | unknown | qtof | unknown | unknown | Agilent 6588, LC-UNKNOWN-QTOF, UNKNOWN
agilent | 6587 | unknown | qtof | unknown | unknown | Agilent 6587, LC-UNKNOWN-QTOF, UNKNOWN
agilent | 6586 | unknown | qtof | unknown | unknown | Agilent 6586, LC-UNKNOWN-QTOF, UNKNOWN
agilent | 6585 | unknown | qtof | unknown | unknown | Agilent 6585, LC-UNKNOWN-QTOF, UNKNOWN
agilent | 6584 | unknown | qtof | unknown | unknown | Agilent 6584, LC-UNKNOWN-QTOF, UNKNOWN
agilent | 6583 | unknown | qtof | unknown | unknown | Agilent 6583, LC-UNKNOWN-QTOF, UNKNOWN
agilent | 6582 | unknown | qtof | unknown | unknown | Agilent 6582, LC-UNKNOWN-QTOF, UNKNOWN
agilent | 6615 | unknown | qtof | unknown | unknown | Agilent 6615, LC-UNKNOWN-QTOF, UNKNOWN
agilent | 6614 | unknown | qtof | unknown | unknown | Agilent 6614, LC-UNKNOWN-QTOF, UNKNOWN
agilent | 6613 | unknown | qtof | unknown | unknown | Agilent 6613, LC-UNKNOWN-QTOF, UNKNOWN
agilent | 6612 | unknown | qtof | unknown | unknown | Agilent 6612, LC-UNKNOWN-QTOF, UNKNOWN
agilent | 6611 | unknown | qtof | unknown | unknown | Agilent 6611, LC-UNKNOWN-QTOF, UNKNOWN
agilent | 6610 | unknown | qtof | unknown | unknown | Agilent 6610, LC-UNKNOWN-QTOF, UNKNOWN
agilent | 6609 | unknown | qtof | unknown | unknown | Agilent 6609, LC-UNKNOWN-QTOF, UNKNOWN
agilent | 6608 | unknown | qtof | unknown | unknown | Agilent 6608, LC-UNKNOWN-QTOF, UNKNOWN
agilent | 6607 | unknown | qtof | unknown | unknown | Agilent 6607, LC-UNKNOWN-QTOF, UNKNOWN
agilent | 6606 | unknown | qtof | unknown | unknown | Agilent 6606, LC-UNKNOWN-QTOF, UNKNOWN
agilent | 6605 | unknown | qtof | unknown | unknown | Agilent 6605, LC-UNKNOWN-QTOF, UNKNOWN
agilent | 6604 | unknown | qtof | unknown | unknown | Agilent 6604, LC-UNKNOWN-QTOF, UNKNOWN
agilent | 6603 | unknown | qtof | unknown | unknown | Agilent 6603, LC-UNKNOWN-QTOF, UNKNOWN
agilent | 6602 | unknown | qtof | unknown | unknown | Agilent 6602, LC-UNKNOWN-QTOF, UNKNOWN
agilent | 6601 | unknown | qtof | unknown | unknown | Agilent 6601, LC-UNKNOWN-QTOF, UNKNOWN
agilent | 6599 | unknown | qtof | unknown | unknown | Agilent 6599, LC-UNKNOWN-QTOF, UNKNOWN
agilent | 6631 | unknown | qtof | unknown | unknown | Agilent 6631, LC-UNKNOWN-QTOF, UNKNOWN
agilent | 6630 | unknown | qtof | unknown | unknown | Agilent 6630, LC-UNKNOWN-QTOF, UNKNOWN
agilent | 6629 | unknown | qtof | unknown | unknown | Agilent 6629, LC-UNKNOWN-QTOF, UNKNOWN
agilent | 6628 | unknown | qtof | unknown | unknown | Agilent 6628, LC-UNKNOWN-QTOF, UNKNOWN
agilent | 6627 | unknown | qtof | unknown | unknown | Agilent 6627, LC-UNKNOWN-QTOF, UNKNOWN
agilent | 6626 | unknown | qtof | unknown | unknown | Agilent 6626, LC-UNKNOWN-QTOF, UNKNOWN
agilent | 6625 | unknown | qtof | unknown | unknown | Agilent 6625, LC-UNKNOWN-QTOF, UNKNOWN
agilent | 6624 | unknown | qtof | unknown | unknown | Agilent 6624, LC-UNKNOWN-QTOF, UNKNOWN
agilent | 6623 | unknown | qtof | unknown | unknown | Agilent 6623, LC-UNKNOWN-QTOF, UNKNOWN
agilent | 6622 | unknown | qtof | unknown | unknown | Agilent 6622, LC-UNKNOWN-QTOF, UNKNOWN
agilent | 6621 | unknown | qtof | unknown | unknown | Agilent 6621, LC-UNKNOWN-QTOF, UNKNOWN
agilent | 6620 | unknown | qtof | unknown | unknown | Agilent 6620, LC-UNKNOWN-QTOF, UNKNOWN
agilent | 6619 | unknown | qtof | unknown | unknown | Agilent 6619, LC-UNKNOWN-QTOF, UNKNOWN
agilent | 6618 | unknown | qtof | unknown | unknown | Agilent 6618, LC-UNKNOWN-QTOF, UNKNOWN
agilent | 6617 | unknown | qtof | unknown | unknown | Agilent 6617, LC-UNKNOWN-QTOF, UNKNOWN
agilent | 6616 | unknown | qtof | unknown | unknown | Agilent 6616, LC-UNKNOWN-QTOF, UNKNOWN
agilent | 6647 | unknown | qtof | unknown | unknown | Agilent 6647, LC-UNKNOWN-QTOF, UNKNOWN
agilent | 6646 | unknown | qtof | unknown | unknown | Agilent 6646, LC-UNKNOWN-QTOF, UNKNOWN
agilent | 6645 | unknown | qtof | unknown | unknown | Agilent 6645, LC-UNKNOWN-QTOF, UNKNOWN
agilent | 6644 | unknown | qtof | unknown | unknown | Agilent 6644, LC-UNKNOWN-QTOF, UNKNOWN
agilent | 6643 | unknown | qtof | unknown | unknown | Agilent 6643, LC-UNKNOWN-QTOF, UNKNOWN
agilent | 6642 | unknown | qtof | unknown | unknown | Agilent 6642, LC-UNKNOWN-QTOF, UNKNOWN
agilent | 6641 | unknown | qtof | unknown | unknown | Agilent 6641, LC-UNKNOWN-QTOF, UNKNOWN
agilent | 6640 | unknown | qtof | unknown | unknown | Agilent 6640, LC-UNKNOWN-QTOF, UNKNOWN
agilent | 6639 | unknown | qtof | unknown | unknown | Agilent 6639, LC-UNKNOWN-QTOF, UNKNOWN
agilent | 6638 | unknown | qtof | unknown | unknown | Agilent 6638, LC-UNKNOWN-QTOF, UNKNOWN
agilent | 6637 | unknown | qtof | unknown | unknown | Agilent 6637, LC-UNKNOWN-QTOF, UNKNOWN
agilent | 6636 | unknown | qtof | unknown | unknown | Agilent 6636, LC-UNKNOWN-QTOF, UNKNOWN
agilent | 6635 | unknown | qtof | unknown | unknown | Agilent 6635, LC-UNKNOWN-QTOF, UNKNOWN
agilent | 6634 | unknown | qtof | unknown | unknown | Agilent 6634, LC-UNKNOWN-QTOF, UNKNOWN
agilent | 6633 | unknown | qtof | unknown | unknown | Agilent 6633, LC-UNKNOWN-QTOF, UNKNOWN
agilent | 6632 | unknown | qtof | unknown | unknown | Agilent 6632, LC-UNKNOWN-QTOF, UNKNOWN
agilent | 6663 | unknown | qtof | unknown | unknown | Agilent 6663, LC-UNKNOWN-QTOF, UNKNOWN
agilent | 6662 | unknown | qtof | unknown | unknown | Agilent 6662, LC-UNKNOWN-QTOF, UNKNOWN
agilent | 6661 | unknown | qtof | unknown | unknown | Agilent 6661, LC-UNKNOWN-QTOF, UNKNOWN
agilent | 6660 | unknown | qtof | unknown | unknown | Agilent 6660, LC-UNKNOWN-QTOF, UNKNOWN
agilent | 6659 | unknown | qtof | unknown | unknown | Agilent 6659, LC-UNKNOWN-QTOF, UNKNOWN
agilent | 6658 | unknown | qtof | unknown | unknown | Agilent 6658, LC-UNKNOWN-QTOF, UNKNOWN
agilent | 6657 | unknown | qtof | unknown | unknown | Agilent 6657, LC-UNKNOWN-QTOF, UNKNOWN
agilent | 6656 | unknown | qtof | unknown | unknown | Agilent 6656, LC-UNKNOWN-QTOF, UNKNOWN
agilent | 6655 | unknown | qtof | unknown | unknown | Agilent 6655, LC-UNKNOWN-QTOF, UNKNOWN
agilent | 6654 | unknown | qtof | unknown | unknown | Agilent 6654, LC-UNKNOWN-QTOF, UNKNOWN
agilent | 6653 | unknown | qtof | unknown | unknown | Agilent 6653, LC-UNKNOWN-QTOF, UNKNOWN
agilent | 6652 | unknown | qtof | unknown | unknown | Agilent 6652, LC-UNKNOWN-QTOF, UNKNOWN
agilent | 6651 | unknown | qtof | unknown | unknown | Agilent 6651, LC-UNKNOWN-QTOF, UNKNOWN
agilent | 6650 | unknown | qtof | unknown | unknown | Agilent 6650, LC-UNKNOWN-QTOF, UNKNOWN
agilent | 6649 | unknown | qtof | unknown | unknown | Agilent 6649, LC-UNKNOWN-QTOF, UNKNOWN
agilent | 6648 | unknown | qtof | unknown | unknown | Agilent 6648, LC-UNKNOWN-QTOF, UNKNOWN
agilent | 6679 | unknown | qtof | unknown | unknown | Agilent 6679, LC-UNKNOWN-QTOF, UNKNOWN
agilent | 6678 | unknown | qtof | unknown | unknown | Agilent 6678, LC-UNKNOWN-QTOF, UNKNOWN
agilent | 6677 | unknown | qtof | unknown | unknown | Agilent 6677, LC-UNKNOWN-QTOF, UNKNOWN
agilent | 6676 | unknown | qtof | unknown | unknown | Agilent 6676, LC-UNKNOWN-QTOF, UNKNOWN
agilent | 6675 | unknown | qtof | unknown | unknown | Agilent 6675, LC-UNKNOWN-QTOF, UNKNOWN
agilent | 6674 | unknown | qtof | unknown | unknown | Agilent 6674, LC-UNKNOWN-QTOF, UNKNOWN
agilent | 6673 | unknown | qtof | unknown | unknown | Agilent 6673, LC-UNKNOWN-QTOF, UNKNOWN
agilent | 6672 | unknown | qtof | unknown | unknown | Agilent 6672, LC-UNKNOWN-QTOF, UNKNOWN
agilent | 6671 | unknown | qtof | unknown | unknown | Agilent 6671, LC-UNKNOWN-QTOF, UNKNOWN
agilent | 6670 | unknown | qtof | unknown | unknown | Agilent 6670, LC-UNKNOWN-QTOF, UNKNOWN
agilent | 6669 | unknown | qtof | unknown | unknown | Agilent 6669, LC-UNKNOWN-QTOF, UNKNOWN
agilent | 6668 | unknown | qtof | unknown | unknown | Agilent 6668, LC-UNKNOWN-QTOF, UNKNOWN
agilent | 6667 | unknown | qtof | unknown | unknown | Agilent 6667, LC-UNKNOWN-QTOF, UNKNOWN
agilent | 6666 | unknown | qtof | unknown | unknown | Agilent 6666, LC-UNKNOWN-QTOF, UNKNOWN
agilent | 6665 | unknown | qtof | unknown | unknown | Agilent 6665, LC-UNKNOWN-QTOF, UNKNOWN
agilent | 6664 | unknown | qtof | unknown | unknown | Agilent 6664, LC-UNKNOWN-QTOF, UNKNOWN
agilent | 6537 | lc | unknown | unknown | unknown | Agilent 6537, LC-UNKNOWN-QTOF, UNKNOWN
agilent | 6536 | lc | unknown | unknown | unknown | Agilent 6536, LC-UNKNOWN-QTOF, UNKNOWN
agilent | 6535 | lc | unknown | unknown | unknown | Agilent 6535, LC-UNKNOWN-QTOF, UNKNOWN
agilent | 6534 | lc | unknown | unknown | unknown | Agilent 6534, LC-UNKNOWN-QTOF, UNKNOWN
agilent | 6533 | lc | unknown | unknown | unknown | Agilent 6533, LC-UNKNOWN-QTOF, UNKNOWN
agilent | 6532 | lc | unknown | unknown | unknown | Agilent 6532, LC-UNKNOWN-QTOF, UNKNOWN
agilent | 6531 | lc | unknown | unknown | unknown | Agilent 6531, LC-UNKNOWN-QTOF, UNKNOWN
agilent | 6530 | lc | unknown | unknown | unknown | Agilent 6530, LC-UNKNOWN-QTOF, UNKNOWN
agilent | 6410 | lc | unknown | unknown | unknown | Agilent 6410, LC-UNKNOWN-QQQ, UNKNOWN
agilent | 6210 | ce | unknown | unknown | unknown | Agilent 6210, CE-UNKNOWN-TOF, UNKNOWN
agilent | 6210 | lc | unknown | unknown | unknown | Agilent 6210, LC-UNKNOWN-TOF, UNKNOWN
agilent | 7100 | unknown | qtof | unknown | unknown | Agilent 7100, CE-UNKNOWN-QTOF, UNKNOWN
agilent | 6680 | unknown | qtof | unknown | unknown | Agilent 6680, LC-UNKNOWN-QTOF, UNKNOWN
agilent | 6553 | lc | unknown | unknown | unknown | Agilent 6553, LC-UNKNOWN-QTOF, UNKNOWN
agilent | 6552 | lc | unknown | unknown | unknown | Agilent 6552, LC-UNKNOWN-QTOF, UNKNOWN
agilent | 6551 | lc | unknown | unknown | unknown | Agilent 6551, LC-UNKNOWN-QTOF, UNKNOWN
agilent | 6550 | lc | unknown | unknown | unknown | Agilent 6550, LC-UNKNOWN-QTOF, UNKNOWN
agilent | 6549 | lc | unknown | unknown | unknown | Agilent 6549, LC-UNKNOWN-QTOF, UNKNOWN
agilent | 6548 | lc | unknown | unknown | unknown | Agilent 6548, LC-UNKNOWN-QTOF, UNKNOWN
agilent | 6547 | lc | unknown | unknown | unknown | Agilent 6547, LC-UNKNOWN-QTOF, UNKNOWN
agilent | 6546 | lc | unknown | unknown | unknown | Agilent 6546, LC-UNKNOWN-QTOF, UNKNOWN
agilent | 6545 | lc | unknown | unknown | unknown | Agilent 6545, LC-UNKNOWN-QTOF, UNKNOWN
agilent | 6544 | lc | unknown | unknown | unknown | Agilent 6544, LC-UNKNOWN-QTOF, UNKNOWN
agilent | 6543 | lc | unknown | unknown | unknown | Agilent 6543, LC-UNKNOWN-QTOF, UNKNOWN
agilent | 6542 | lc | unknown | unknown | unknown | Agilent 6542, LC-UNKNOWN-QTOF, UNKNOWN
agilent | 6541 | lc | unknown | unknown | unknown | Agilent 6541, LC-UNKNOWN-QTOF, UNKNOWN
agilent | 6540 | lc | unknown | unknown | unknown | Agilent 6540, LC-UNKNOWN-QTOF, UNKNOWN
agilent | 6539 | lc | unknown | unknown | unknown | Agilent 6539, LC-UNKNOWN-QTOF, UNKNOWN
agilent | 6538 | lc | unknown | unknown | unknown | Agilent 6538, LC-UNKNOWN-QTOF, UNKNOWN
agilent | 6569 | lc | unknown | unknown | unknown | Agilent 6569, LC-UNKNOWN-QTOF, UNKNOWN
agilent | 6568 | lc | unknown | unknown | unknown | Agilent 6568, LC-UNKNOWN-QTOF, UNKNOWN
agilent | 6567 | lc | unknown | unknown | unknown | Agilent 6567, LC-UNKNOWN-QTOF, UNKNOWN
agilent | 6566 | lc | unknown | unknown | unknown | Agilent 6566, LC-UNKNOWN-QTOF, UNKNOWN
agilent | 6565 | lc | unknown | unknown | unknown | Agilent 6565, LC-UNKNOWN-QTOF, UNKNOWN
agilent | 6564 | lc | unknown | unknown | unknown | Agilent 6564, LC-UNKNOWN-QTOF, UNKNOWN
agilent | 6563 | lc | unknown | unknown | unknown | Agilent 6563, LC-UNKNOWN-QTOF, UNKNOWN
agilent | 6562 | lc | unknown | unknown | unknown | Agilent 6562, LC-UNKNOWN-QTOF, UNKNOWN
agilent | 6561 | lc | unknown | unknown | unknown | Agilent 6561, LC-UNKNOWN-QTOF, UNKNOWN
agilent | 6560 | lc | unknown | unknown | unknown | Agilent 6560, LC-UNKNOWN-QTOF, UNKNOWN
agilent | 6559 | lc | unknown | unknown | unknown | Agilent 6559, LC-UNKNOWN-QTOF, UNKNOWN
agilent | 6558 | lc | unknown | unknown | unknown | Agilent 6558, LC-UNKNOWN-QTOF, UNKNOWN
agilent | 6557 | lc | unknown | unknown | unknown | Agilent 6557, LC-UNKNOWN-QTOF, UNKNOWN
agilent | 6556 | lc | unknown | unknown | unknown | Agilent 6556, LC-UNKNOWN-QTOF, UNKNOWN
agilent | 6555 | lc | unknown | unknown | unknown | Agilent 6555, LC-UNKNOWN-QTOF, UNKNOWN
agilent | 6554 | lc | unknown | unknown | unknown | Agilent 6554, LC-UNKNOWN-QTOF, UNKNOWN
agilent | 6586 | lc | unknown | unknown | unknown | Agilent 6586, LC-UNKNOWN-QTOF, UNKNOWN
agilent | 6585 | lc | unknown | unknown | unknown | Agilent 6585, LC-UNKNOWN-QTOF, UNKNOWN
agilent | 6584 | lc | unknown | unknown | unknown | Agilent 6584, LC-UNKNOWN-QTOF, UNKNOWN
agilent | 6583 | lc | unknown | unknown | unknown | Agilent 6583, LC-UNKNOWN-QTOF, UNKNOWN
agilent | 6582 | lc | unknown | unknown | unknown | Agilent 6582, LC-UNKNOWN-QTOF, UNKNOWN
agilent | 6581 | lc | unknown | unknown | unknown | Agilent 6581, LC-UNKNOWN-QTOF, UNKNOWN
agilent | 6580 | lc | unknown | unknown | unknown | Agilent 6580, LC-UNKNOWN-QTOF, UNKNOWN
agilent | 6578 | lc | unknown | unknown | unknown | Agilent 6578, LC-UNKNOWN-QTOF, UNKNOWN
agilent | 6577 | lc | unknown | unknown | unknown | Agilent 6577, LC-UNKNOWN-QTOF, UNKNOWN
agilent | 6576 | lc | unknown | unknown | unknown | Agilent 6576, LC-UNKNOWN-QTOF, UNKNOWN
agilent | 6575 | lc | unknown | unknown | unknown | Agilent 6575, LC-UNKNOWN-QTOF, UNKNOWN
agilent | 6574 | lc | unknown | unknown | unknown | Agilent 6574, LC-UNKNOWN-QTOF, UNKNOWN
agilent | 6573 | lc | unknown | unknown | unknown | Agilent 6573, LC-UNKNOWN-QTOF, UNKNOWN
agilent | 6572 | lc | unknown | unknown | unknown | Agilent 6572, LC-UNKNOWN-QTOF, UNKNOWN
agilent | 6571 | lc | unknown | unknown | unknown | Agilent 6571, LC-UNKNOWN-QTOF, UNKNOWN
agilent | 6570 | lc | unknown | unknown | unknown | Agilent 6570, LC-UNKNOWN-QTOF, UNKNOWN
agilent | 6604 | lc | unknown | unknown | unknown | Agilent 6604, LC-UNKNOWN-QTOF, UNKNOWN
agilent | 6603 | lc | unknown | unknown | unknown | Agilent 6603, LC-UNKNOWN-QTOF, UNKNOWN
agilent | 6602 | lc | unknown | unknown | unknown | Agilent 6602, LC-UNKNOWN-QTOF, UNKNOWN
agilent | 6601 | lc | unknown | unknown | unknown | Agilent 6601, LC-UNKNOWN-QTOF, UNKNOWN
agilent | 6599 | lc | unknown | unknown | unknown | Agilent 6599, LC-UNKNOWN-QTOF, UNKNOWN
agilent | 6598 | lc | unknown | unknown | unknown | Agilent 6598, LC-UNKNOWN-QTOF, UNKNOWN
agilent | 6597 | lc | unknown | unknown | unknown | Agilent 6597, LC-UNKNOWN-QTOF, UNKNOWN
agilent | 6596 | lc | unknown | unknown | unknown | Agilent 6596, LC-UNKNOWN-QTOF, UNKNOWN
agilent | 6595 | lc | unknown | unknown | unknown | Agilent 6595, LC-UNKNOWN-QTOF, UNKNOWN
agilent | 6594 | lc | unknown | unknown | unknown | Agilent 6594, LC-UNKNOWN-QTOF, UNKNOWN
agilent | 6593 | lc | unknown | unknown | unknown | Agilent 6593, LC-UNKNOWN-QTOF, UNKNOWN
agilent | 6592 | lc | unknown | unknown | unknown | Agilent 6592, LC-UNKNOWN-QTOF, UNKNOWN
agilent | 6591 | lc | unknown | unknown | unknown | Agilent 6591, LC-UNKNOWN-QTOF, UNKNOWN
agilent | 6589 | lc | unknown | unknown | unknown | Agilent 6589, LC-UNKNOWN-QTOF, UNKNOWN
agilent | 6588 | lc | unknown | unknown | unknown | Agilent 6588, LC-UNKNOWN-QTOF, UNKNOWN
agilent | 6587 | lc | unknown | unknown | unknown | Agilent 6587, LC-UNKNOWN-QTOF, UNKNOWN
agilent | 6620 | lc | unknown | unknown | unknown | Agilent 6620, LC-UNKNOWN-QTOF, UNKNOWN
agilent | 6619 | lc | unknown | unknown | unknown | Agilent 6619, LC-UNKNOWN-QTOF, UNKNOWN
agilent | 6618 | lc | unknown | unknown | unknown | Agilent 6618, LC-UNKNOWN-QTOF, UNKNOWN
agilent | 6617 | lc | unknown | unknown | unknown | Agilent 6617, LC-UNKNOWN-QTOF, UNKNOWN
agilent | 6616 | lc | unknown | unknown | unknown | Agilent 6616, LC-UNKNOWN-QTOF, UNKNOWN
agilent | 6615 | lc | unknown | unknown | unknown | Agilent 6615, LC-UNKNOWN-QTOF, UNKNOWN
agilent | 6614 | lc | unknown | unknown | unknown | Agilent 6614, LC-UNKNOWN-QTOF, UNKNOWN
agilent | 6613 | lc | unknown | unknown | unknown | Agilent 6613, LC-UNKNOWN-QTOF, UNKNOWN
agilent | 6612 | lc | unknown | unknown | unknown | Agilent 6612, LC-UNKNOWN-QTOF, UNKNOWN
agilent | 6611 | lc | unknown | unknown | unknown | Agilent 6611, LC-UNKNOWN-QTOF, UNKNOWN
agilent | 6610 | lc | unknown | unknown | unknown | Agilent 6610, LC-UNKNOWN-QTOF, UNKNOWN
agilent | 6609 | lc | unknown | unknown | unknown | Agilent 6609, LC-UNKNOWN-QTOF, UNKNOWN
agilent | 6608 | lc | unknown | unknown | unknown | Agilent 6608, LC-UNKNOWN-QTOF, UNKNOWN
agilent | 6607 | lc | unknown | unknown | unknown | Agilent 6607, LC-UNKNOWN-QTOF, UNKNOWN
agilent | 6606 | lc | unknown | unknown | unknown | Agilent 6606, LC-UNKNOWN-QTOF, UNKNOWN
agilent | 6605 | lc | unknown | unknown | unknown | Agilent 6605, LC-UNKNOWN-QTOF, UNKNOWN
agilent | 6636 | lc | unknown | unknown | unknown | Agilent 6636, LC-UNKNOWN-QTOF, UNKNOWN
agilent | 6635 | lc | unknown | unknown | unknown | Agilent 6635, LC-UNKNOWN-QTOF, UNKNOWN
agilent | 6634 | lc | unknown | unknown | unknown | Agilent 6634, LC-UNKNOWN-QTOF, UNKNOWN
agilent | 6633 | lc | unknown | unknown | unknown | Agilent 6633, LC-UNKNOWN-QTOF, UNKNOWN
agilent | 6632 | lc | unknown | unknown | unknown | Agilent 6632, LC-UNKNOWN-QTOF, UNKNOWN
agilent | 6631 | lc | unknown | unknown | unknown | Agilent 6631, LC-UNKNOWN-QTOF, UNKNOWN
agilent | 6630 | lc | unknown | unknown | unknown | Agilent 6630, LC-UNKNOWN-QTOF, UNKNOWN
agilent | 6629 | lc | unknown | unknown | unknown | Agilent 6629, LC-UNKNOWN-QTOF, UNKNOWN
agilent | 6628 | lc | unknown | unknown | unknown | Agilent 6628, LC-UNKNOWN-QTOF, UNKNOWN
agilent | 6627 | lc | unknown | unknown | unknown | Agilent 6627, LC-UNKNOWN-QTOF, UNKNOWN
agilent | 6626 | lc | unknown | unknown | unknown | Agilent 6626, LC-UNKNOWN-QTOF, UNKNOWN
agilent | 6625 | lc | unknown | unknown | unknown | Agilent 6625, LC-UNKNOWN-QTOF, UNKNOWN
agilent | 6624 | lc | unknown | unknown | unknown | Agilent 6624, LC-UNKNOWN-QTOF, UNKNOWN
agilent | 6623 | lc | unknown | unknown | unknown | Agilent 6623, LC-UNKNOWN-QTOF, UNKNOWN
agilent | 6622 | lc | unknown | unknown | unknown | Agilent 6622, LC-UNKNOWN-QTOF, UNKNOWN
agilent | 6621 | lc | unknown | unknown | unknown | Agilent 6621, LC-UNKNOWN-QTOF, UNKNOWN
agilent | 6652 | lc | unknown | unknown | unknown | Agilent 6652, LC-UNKNOWN-QTOF, UNKNOWN
agilent | 6651 | lc | unknown | unknown | unknown | Agilent 6651, LC-UNKNOWN-QTOF, UNKNOWN
agilent | 6650 | lc | unknown | unknown | unknown | Agilent 6650, LC-UNKNOWN-QTOF, UNKNOWN
agilent | 6649 | lc | unknown | unknown | unknown | Agilent 6649, LC-UNKNOWN-QTOF, UNKNOWN
agilent | 6648 | lc | unknown | unknown | unknown | Agilent 6648, LC-UNKNOWN-QTOF, UNKNOWN
agilent | 6647 | lc | unknown | unknown | unknown | Agilent 6647, LC-UNKNOWN-QTOF, UNKNOWN
agilent | 6646 | lc | unknown | unknown | unknown | Agilent 6646, LC-UNKNOWN-QTOF, UNKNOWN
agilent | 6645 | lc | unknown | unknown | unknown | Agilent 6645, LC-UNKNOWN-QTOF, UNKNOWN
agilent | 6644 | lc | unknown | unknown | unknown | Agilent 6644, LC-UNKNOWN-QTOF, UNKNOWN
agilent | 6643 | lc | unknown | unknown | unknown | Agilent 6643, LC-UNKNOWN-QTOF, UNKNOWN
agilent | 6642 | lc | unknown | unknown | unknown | Agilent 6642, LC-UNKNOWN-QTOF, UNKNOWN
agilent | 6641 | lc | unknown | unknown | unknown | Agilent 6641, LC-UNKNOWN-QTOF, UNKNOWN
agilent | 6640 | lc | unknown | unknown | unknown | Agilent 6640, LC-UNKNOWN-QTOF, UNKNOWN
agilent | 6639 | lc | unknown | unknown | unknown | Agilent 6639, LC-UNKNOWN-QTOF, UNKNOWN
agilent | 6638 | lc | unknown | unknown | unknown | Agilent 6638, LC-UNKNOWN-QTOF, UNKNOWN
agilent | 6637 | lc | unknown | unknown | unknown | Agilent 6637, LC-UNKNOWN-QTOF, UNKNOWN
agilent | 6668 | lc | unknown | unknown | unknown | Agilent 6668, LC-UNKNOWN-QTOF, UNKNOWN
agilent | 6667 | lc | unknown | unknown | unknown | Agilent 6667, LC-UNKNOWN-QTOF, UNKNOWN
agilent | 6666 | lc | unknown | unknown | unknown | Agilent 6666, LC-UNKNOWN-QTOF, UNKNOWN
agilent | 6665 | lc | unknown | unknown | unknown | Agilent 6665, LC-UNKNOWN-QTOF, UNKNOWN
agilent | 6664 | lc | unknown | unknown | unknown | Agilent 6664, LC-UNKNOWN-QTOF, UNKNOWN
agilent | 6663 | lc | unknown | unknown | unknown | Agilent 6663, LC-UNKNOWN-QTOF, UNKNOWN
agilent | 6662 | lc | unknown | unknown | unknown | Agilent 6662, LC-UNKNOWN-QTOF, UNKNOWN
agilent | 6661 | lc | unknown | unknown | unknown | Agilent 6661, LC-UNKNOWN-QTOF, UNKNOWN
agilent | 6660 | lc | unknown | unknown | unknown | Agilent 6660, LC-UNKNOWN-QTOF, UNKNOWN
agilent | 6659 | lc | unknown | unknown | unknown | Agilent 6659, LC-UNKNOWN-QTOF, UNKNOWN
agilent | 6658 | lc | unknown | unknown | unknown | Agilent 6658, LC-UNKNOWN-QTOF, UNKNOWN
agilent | 6657 | lc | unknown | unknown | unknown | Agilent 6657, LC-UNKNOWN-QTOF, UNKNOWN
agilent | 6656 | lc | unknown | unknown | unknown | Agilent 6656, LC-UNKNOWN-QTOF, UNKNOWN
agilent | 6655 | lc | unknown | unknown | unknown | Agilent 6655, LC-UNKNOWN-QTOF, UNKNOWN
agilent | 6654 | lc | unknown | unknown | unknown | Agilent 6654, LC-UNKNOWN-QTOF, UNKNOWN
agilent | 6653 | lc | unknown | unknown | unknown | Agilent 6653, LC-UNKNOWN-QTOF, UNKNOWN
agilent | 6549 | lc | unknown | esi | unknown | Agilent 6549, LC-ESI-QTOF, UNKNOWN
agilent | 6548 | lc | unknown | esi | unknown | Agilent 6548, LC-ESI-QTOF, UNKNOWN
agilent | 6547 | lc | unknown | esi | unknown | Agilent 6547, LC-ESI-QTOF, UNKNOWN
agilent | 7100 | ce | unknown | unknown | unknown | Agilent 7100, CE-UNKNOWN-QTOF, UNKNOWN
agilent | 6680 | lc | unknown | unknown | unknown | Agilent 6680, LC-UNKNOWN-QTOF, UNKNOWN
agilent | 6679 | lc | unknown | unknown | unknown | Agilent 6679, LC-UNKNOWN-QTOF, UNKNOWN
agilent | 6678 | lc | unknown | unknown | unknown | Agilent 6678, LC-UNKNOWN-QTOF, UNKNOWN
agilent | 6677 | lc | unknown | unknown | unknown | Agilent 6677, LC-UNKNOWN-QTOF, UNKNOWN
agilent | 6676 | lc | unknown | unknown | unknown | Agilent 6676, LC-UNKNOWN-QTOF, UNKNOWN
agilent | 6675 | lc | unknown | unknown | unknown | Agilent 6675, LC-UNKNOWN-QTOF, UNKNOWN
agilent | 6674 | lc | unknown | unknown | unknown | Agilent 6674, LC-UNKNOWN-QTOF, UNKNOWN
agilent | 6673 | lc | unknown | unknown | unknown | Agilent 6673, LC-UNKNOWN-QTOF, UNKNOWN
agilent | 6672 | lc | unknown | unknown | unknown | Agilent 6672, LC-UNKNOWN-QTOF, UNKNOWN
agilent | 6671 | lc | unknown | unknown | unknown | Agilent 6671, LC-UNKNOWN-QTOF, UNKNOWN
agilent | 6670 | lc | unknown | unknown | unknown | Agilent 6670, LC-UNKNOWN-QTOF, UNKNOWN
agilent | 6669 | lc | unknown | unknown | unknown | Agilent 6669, LC-UNKNOWN-QTOF, UNKNOWN
agilent | 6562 | lc | unknown | esi | unknown | Agilent 6562, LC-ESI-QTOF, UNKNOWN
agilent | 6561 | lc | unknown | esi | unknown | Agilent 6561, LC-ESI-QTOF, UNKNOWN
agilent | 6560 | lc | unknown | esi | unknown | Agilent 6560, LC-ESI-QTOF, UNKNOWN
agilent | 6559 | lc | unknown | esi | unknown | Agilent 6559, LC-ESI-QTOF, UNKNOWN
agilent | 6558 | lc | unknown | esi | unknown | Agilent 6558, LC-ESI-QTOF, UNKNOWN
agilent | 6557 | lc | unknown | esi | unknown | Agilent 6557, LC-ESI-QTOF, UNKNOWN
agilent | 6556 | lc | unknown | esi | unknown | Agilent 6556, LC-ESI-QTOF, UNKNOWN
agilent | 6555 | lc | unknown | esi | unknown | Agilent 6555, LC-ESI-QTOF, UNKNOWN
agilent | 6554 | lc | unknown | esi | unknown | Agilent 6554, LC-ESI-QTOF, UNKNOWN
agilent | 6553 | lc | unknown | esi | unknown | Agilent 6553, LC-ESI-QTOF, UNKNOWN
agilent | 6552 | lc | unknown | esi | unknown | Agilent 6552, LC-ESI-QTOF, UNKNOWN
agilent | 6551 | lc | unknown | esi | unknown | Agilent 6551, LC-ESI-QTOF, UNKNOWN
agilent | 6550 | lc | unknown | esi | unknown | Agilent 6550, LC-ESI-QTOF, UNKNOWN
agilent | 6546 | lc | unknown | esi | unknown | Agilent 6546, LC-ESI-QTOF, UNKNOWN
agilent | 6545 | lc | unknown | esi | unknown | Agilent 6545, LC-ESI-QTOF, UNKNOWN
agilent | 6544 | lc | unknown | esi | unknown | Agilent 6544, LC-ESI-QTOF, UNKNOWN
agilent | 6543 | lc | unknown | esi | unknown | Agilent 6543, LC-ESI-QTOF, UNKNOWN
agilent | 6542 | lc | unknown | esi | unknown | Agilent 6542, LC-ESI-QTOF, UNKNOWN
agilent | 6541 | lc | unknown | esi | unknown | Agilent 6541, LC-ESI-QTOF, UNKNOWN
agilent | 6540 | lc | unknown | esi | unknown | Agilent 6540, LC-ESI-QTOF, UNKNOWN
agilent | 6539 | lc | unknown | esi | unknown | Agilent 6539, LC-ESI-QTOF, UNKNOWN
agilent | 6538 | lc | unknown | esi | unknown | Agilent 6538, LC-ESI-QTOF, UNKNOWN
agilent | 6537 | lc | unknown | esi | unknown | Agilent 6537, LC-ESI-QTOF, UNKNOWN
agilent | 6536 | lc | unknown | esi | unknown | Agilent 6536, LC-ESI-QTOF, UNKNOWN
agilent | 6535 | lc | unknown | esi | unknown | Agilent 6535, LC-ESI-QTOF, UNKNOWN
agilent | 6534 | lc | unknown | esi | unknown | Agilent 6534, LC-ESI-QTOF, UNKNOWN
agilent | 6533 | lc | unknown | esi | unknown | Agilent 6533, LC-ESI-QTOF, UNKNOWN
agilent | 6532 | lc | unknown | esi | unknown | Agilent 6532, LC-ESI-QTOF, UNKNOWN
agilent | 6531 | lc | unknown | esi | unknown | Agilent 6531, LC-ESI-QTOF, UNKNOWN
agilent | 6658 | lc | unknown | unknown | high | Agilent 6658, LC-UNKNOWN-QTOF, HIGH
agilent | 6530 | lc | unknown | esi | unknown | Agilent 6530, LC-ESI-QTOF, UNKNOWN
agilent | 6410 | lc | unknown | esi | unknown | Agilent 6410, LC-ESI-QQQ, UNKNOWN
agilent | 6210 | ce | unknown | esi | unknown | Agilent 6210, CE-ESI-TOF, UNKNOWN
agilent | 6210 | lc | unknown | esi | unknown | Agilent 6210, LC-ESI-TOF, UNKNOWN
agilent | 7100 | ce | unknown | unknown | high | Agilent 7100, CE-UNKNOWN-QTOF, HIGH
agilent | 6680 | lc | unknown | unknown | high | Agilent 6680, LC-UNKNOWN-QTOF, HIGH
agilent | 6679 | lc | unknown | unknown | high | Agilent 6679, LC-UNKNOWN-QTOF, HIGH
agilent | 6678 | lc | unknown | unknown | high | Agilent 6678, LC-UNKNOWN-QTOF, HIGH
agilent | 6677 | lc | unknown | unknown | high | Agilent 6677, LC-UNKNOWN-QTOF, HIGH
agilent | 6676 | lc | unknown | unknown | high | Agilent 6676, LC-UNKNOWN-QTOF, HIGH
agilent | 6675 | lc | unknown | unknown | high | Agilent 6675, LC-UNKNOWN-QTOF, HIGH
agilent | 6674 | lc | unknown | unknown | high | Agilent 6674, LC-UNKNOWN-QTOF, HIGH
agilent | 6642 | lc | unknown | unknown | high | Agilent 6642, LC-UNKNOWN-QTOF, HIGH
agilent | 6673 | lc | unknown | unknown | high | Agilent 6673, LC-UNKNOWN-QTOF, HIGH
agilent | 6672 | lc | unknown | unknown | high | Agilent 6672, LC-UNKNOWN-QTOF, HIGH
agilent | 6671 | lc | unknown | unknown | high | Agilent 6671, LC-UNKNOWN-QTOF, HIGH
agilent | 6670 | lc | unknown | unknown | high | Agilent 6670, LC-UNKNOWN-QTOF, HIGH
agilent | 6669 | lc | unknown | unknown | high | Agilent 6669, LC-UNKNOWN-QTOF, HIGH
agilent | 6668 | lc | unknown | unknown | high | Agilent 6668, LC-UNKNOWN-QTOF, HIGH
agilent | 6667 | lc | unknown | unknown | high | Agilent 6667, LC-UNKNOWN-QTOF, HIGH
agilent | 6666 | lc | unknown | unknown | high | Agilent 6666, LC-UNKNOWN-QTOF, HIGH
agilent | 6665 | lc | unknown | unknown | high | Agilent 6665, LC-UNKNOWN-QTOF, HIGH
agilent | 6664 | lc | unknown | unknown | high | Agilent 6664, LC-UNKNOWN-QTOF, HIGH
agilent | 6663 | lc | unknown | unknown | high | Agilent 6663, LC-UNKNOWN-QTOF, HIGH
agilent | 6662 | lc | unknown | unknown | high | Agilent 6662, LC-UNKNOWN-QTOF, HIGH
agilent | 6661 | lc | unknown | unknown | high | Agilent 6661, LC-UNKNOWN-QTOF, HIGH
agilent | 6660 | lc | unknown | unknown | high | Agilent 6660, LC-UNKNOWN-QTOF, HIGH
agilent | 6659 | lc | unknown | unknown | high | Agilent 6659, LC-UNKNOWN-QTOF, HIGH
agilent | 6626 | lc | unknown | unknown | high | Agilent 6626, LC-UNKNOWN-QTOF, HIGH
agilent | 6657 | lc | unknown | unknown | high | Agilent 6657, LC-UNKNOWN-QTOF, HIGH
agilent | 6656 | lc | unknown | unknown | high | Agilent 6656, LC-UNKNOWN-QTOF, HIGH
agilent | 6655 | lc | unknown | unknown | high | Agilent 6655, LC-UNKNOWN-QTOF, HIGH
agilent | 6654 | lc | unknown | unknown | high | Agilent 6654, LC-UNKNOWN-QTOF, HIGH
agilent | 6653 | lc | unknown | unknown | high | Agilent 6653, LC-UNKNOWN-QTOF, HIGH
agilent | 6652 | lc | unknown | unknown | high | Agilent 6652, LC-UNKNOWN-QTOF, HIGH
agilent | 6651 | lc | unknown | unknown | high | Agilent 6651, LC-UNKNOWN-QTOF, HIGH
agilent | 6650 | lc | unknown | unknown | high | Agilent 6650, LC-UNKNOWN-QTOF, HIGH
agilent | 6649 | lc | unknown | unknown | high | Agilent 6649, LC-UNKNOWN-QTOF, HIGH
agilent | 6648 | lc | unknown | unknown | high | Agilent 6648, LC-UNKNOWN-QTOF, HIGH
agilent | 6647 | lc | unknown | unknown | high | Agilent 6647, LC-UNKNOWN-QTOF, HIGH
agilent | 6646 | lc | unknown | unknown | high | Agilent 6646, LC-UNKNOWN-QTOF, HIGH
agilent | 6645 | lc | unknown | unknown | high | Agilent 6645, LC-UNKNOWN-QTOF, HIGH
agilent | 6644 | lc | unknown | unknown | high | Agilent 6644, LC-UNKNOWN-QTOF, HIGH
agilent | 6643 | lc | unknown | unknown | high | Agilent 6643, LC-UNKNOWN-QTOF, HIGH
agilent | 6610 | lc | unknown | unknown | high | Agilent 6610, LC-UNKNOWN-QTOF, HIGH
agilent | 6641 | lc | unknown | unknown | high | Agilent 6641, LC-UNKNOWN-QTOF, HIGH
agilent | 6640 | lc | unknown | unknown | high | Agilent 6640, LC-UNKNOWN-QTOF, HIGH
agilent | 6639 | lc | unknown | unknown | high | Agilent 6639, LC-UNKNOWN-QTOF, HIGH
agilent | 6638 | lc | unknown | unknown | high | Agilent 6638, LC-UNKNOWN-QTOF, HIGH
agilent | 6637 | lc | unknown | unknown | high | Agilent 6637, LC-UNKNOWN-QTOF, HIGH
agilent | 6636 | lc | unknown | unknown | high | Agilent 6636, LC-UNKNOWN-QTOF, HIGH
agilent | 6635 | lc | unknown | unknown | high | Agilent 6635, LC-UNKNOWN-QTOF, HIGH
agilent | 6634 | lc | unknown | unknown | high | Agilent 6634, LC-UNKNOWN-QTOF, HIGH
agilent | 6633 | lc | unknown | unknown | high | Agilent 6633, LC-UNKNOWN-QTOF, HIGH
agilent | 6632 | lc | unknown | unknown | high | Agilent 6632, LC-UNKNOWN-QTOF, HIGH
agilent | 6631 | lc | unknown | unknown | high | Agilent 6631, LC-UNKNOWN-QTOF, HIGH
agilent | 6630 | lc | unknown | unknown | high | Agilent 6630, LC-UNKNOWN-QTOF, HIGH
agilent | 6629 | lc | unknown | unknown | high | Agilent 6629, LC-UNKNOWN-QTOF, HIGH
agilent | 6628 | lc | unknown | unknown | high | Agilent 6628, LC-UNKNOWN-QTOF, HIGH
agilent | 6627 | lc | unknown | unknown | high | Agilent 6627, LC-UNKNOWN-QTOF, HIGH
agilent | 6593 | lc | unknown | unknown | high | Agilent 6593, LC-UNKNOWN-QTOF, HIGH
agilent | 6625 | lc | unknown | unknown | high | Agilent 6625, LC-UNKNOWN-QTOF, HIGH
agilent | 6624 | lc | unknown | unknown | high | Agilent 6624, LC-UNKNOWN-QTOF, HIGH
agilent | 6623 | lc | unknown | unknown | high | Agilent 6623, LC-UNKNOWN-QTOF, HIGH
agilent | 6622 | lc | unknown | unknown | high | Agilent 6622, LC-UNKNOWN-QTOF, HIGH
agilent | 6621 | lc | unknown | unknown | high | Agilent 6621, LC-UNKNOWN-QTOF, HIGH
agilent | 6620 | lc | unknown | unknown | high | Agilent 6620, LC-UNKNOWN-QTOF, HIGH
agilent | 6619 | lc | unknown | unknown | high | Agilent 6619, LC-UNKNOWN-QTOF, HIGH
agilent | 6618 | lc | unknown | unknown | high | Agilent 6618, LC-UNKNOWN-QTOF, HIGH
agilent | 6617 | lc | unknown | unknown | high | Agilent 6617, LC-UNKNOWN-QTOF, HIGH
agilent | 6616 | lc | unknown | unknown | high | Agilent 6616, LC-UNKNOWN-QTOF, HIGH
agilent | 6615 | lc | unknown | unknown | high | Agilent 6615, LC-UNKNOWN-QTOF, HIGH
agilent | 6614 | lc | unknown | unknown | high | Agilent 6614, LC-UNKNOWN-QTOF, HIGH
agilent | 6613 | lc | unknown | unknown | high | Agilent 6613, LC-UNKNOWN-QTOF, HIGH
agilent | 6612 | lc | unknown | unknown | high | Agilent 6612, LC-UNKNOWN-QTOF, HIGH
agilent | 6611 | lc | unknown | unknown | high | Agilent 6611, LC-UNKNOWN-QTOF, HIGH
agilent | 6575 | lc | unknown | unknown | high | Agilent 6575, LC-UNKNOWN-QTOF, HIGH
agilent | 6609 | lc | unknown | unknown | high | Agilent 6609, LC-UNKNOWN-QTOF, HIGH
agilent | 6608 | lc | unknown | unknown | high | Agilent 6608, LC-UNKNOWN-QTOF, HIGH
agilent | 6607 | lc | unknown | unknown | high | Agilent 6607, LC-UNKNOWN-QTOF, HIGH
agilent | 6606 | lc | unknown | unknown | high | Agilent 6606, LC-UNKNOWN-QTOF, HIGH
agilent | 6605 | lc | unknown | unknown | high | Agilent 6605, LC-UNKNOWN-QTOF, HIGH
agilent | 6604 | lc | unknown | unknown | high | Agilent 6604, LC-UNKNOWN-QTOF, HIGH
agilent | 6603 | lc | unknown | unknown | high | Agilent 6603, LC-UNKNOWN-QTOF, HIGH
agilent | 6602 | lc | unknown | unknown | high | Agilent 6602, LC-UNKNOWN-QTOF, HIGH
agilent | 6601 | lc | unknown | unknown | high | Agilent 6601, LC-UNKNOWN-QTOF, HIGH
agilent | 6599 | lc | unknown | unknown | high | Agilent 6599, LC-UNKNOWN-QTOF, HIGH
agilent | 6598 | lc | unknown | unknown | high | Agilent 6598, LC-UNKNOWN-QTOF, HIGH
agilent | 6597 | lc | unknown | unknown | high | Agilent 6597, LC-UNKNOWN-QTOF, HIGH
agilent | 6596 | lc | unknown | unknown | high | Agilent 6596, LC-UNKNOWN-QTOF, HIGH
agilent | 6595 | lc | unknown | unknown | high | Agilent 6595, LC-UNKNOWN-QTOF, HIGH
agilent | 6594 | lc | unknown | unknown | high | Agilent 6594, LC-UNKNOWN-QTOF, HIGH
agilent | 6559 | lc | unknown | unknown | high | Agilent 6559, LC-UNKNOWN-QTOF, HIGH
agilent | 6592 | lc | unknown | unknown | high | Agilent 6592, LC-UNKNOWN-QTOF, HIGH
agilent | 6591 | lc | unknown | unknown | high | Agilent 6591, LC-UNKNOWN-QTOF, HIGH
agilent | 6589 | lc | unknown | unknown | high | Agilent 6589, LC-UNKNOWN-QTOF, HIGH
agilent | 6588 | lc | unknown | unknown | high | Agilent 6588, LC-UNKNOWN-QTOF, HIGH
agilent | 6587 | lc | unknown | unknown | high | Agilent 6587, LC-UNKNOWN-QTOF, HIGH
agilent | 6586 | lc | unknown | unknown | high | Agilent 6586, LC-UNKNOWN-QTOF, HIGH
agilent | 6585 | lc | unknown | unknown | high | Agilent 6585, LC-UNKNOWN-QTOF, HIGH
agilent | 6584 | lc | unknown | unknown | high | Agilent 6584, LC-UNKNOWN-QTOF, HIGH
agilent | 6583 | lc | unknown | unknown | high | Agilent 6583, LC-UNKNOWN-QTOF, HIGH
agilent | 6582 | lc | unknown | unknown | high | Agilent 6582, LC-UNKNOWN-QTOF, HIGH
agilent | 6581 | lc | unknown | unknown | high | Agilent 6581, LC-UNKNOWN-QTOF, HIGH
agilent | 6580 | lc | unknown | unknown | high | Agilent 6580, LC-UNKNOWN-QTOF, HIGH
agilent | 6578 | lc | unknown | unknown | high | Agilent 6578, LC-UNKNOWN-QTOF, HIGH
agilent | 6577 | lc | unknown | unknown | high | Agilent 6577, LC-UNKNOWN-QTOF, HIGH
agilent | 6576 | lc | unknown | unknown | high | Agilent 6576, LC-UNKNOWN-QTOF, HIGH
agilent | 6543 | lc | unknown | unknown | high | Agilent 6543, LC-UNKNOWN-QTOF, HIGH
agilent | 6574 | lc | unknown | unknown | high | Agilent 6574, LC-UNKNOWN-QTOF, HIGH
agilent | 6573 | lc | unknown | unknown | high | Agilent 6573, LC-UNKNOWN-QTOF, HIGH
agilent | 6572 | lc | unknown | unknown | high | Agilent 6572, LC-UNKNOWN-QTOF, HIGH
agilent | 6571 | lc | unknown | unknown | high | Agilent 6571, LC-UNKNOWN-QTOF, HIGH
agilent | 6570 | lc | unknown | unknown | high | Agilent 6570, LC-UNKNOWN-QTOF, HIGH
agilent | 6569 | lc | unknown | unknown | high | Agilent 6569, LC-UNKNOWN-QTOF, HIGH
agilent | 6568 | lc | unknown | unknown | high | Agilent 6568, LC-UNKNOWN-QTOF, HIGH
agilent | 6567 | lc | unknown | unknown | high | Agilent 6567, LC-UNKNOWN-QTOF, HIGH
agilent | 6566 | lc | unknown | unknown | high | Agilent 6566, LC-UNKNOWN-QTOF, HIGH
agilent | 6565 | lc | unknown | unknown | high | Agilent 6565, LC-UNKNOWN-QTOF, HIGH
agilent | 6564 | lc | unknown | unknown | high | Agilent 6564, LC-UNKNOWN-QTOF, HIGH
agilent | 6563 | lc | unknown | unknown | high | Agilent 6563, LC-UNKNOWN-QTOF, HIGH
agilent | 6562 | lc | unknown | unknown | high | Agilent 6562, LC-UNKNOWN-QTOF, HIGH
agilent | 6561 | lc | unknown | unknown | high | Agilent 6561, LC-UNKNOWN-QTOF, HIGH
agilent | 6560 | lc | unknown | unknown | high | Agilent 6560, LC-UNKNOWN-QTOF, HIGH
agilent | 6210 | lc | unknown | unknown | high | Agilent 6210, LC-UNKNOWN-TOF, HIGH
agilent | 6558 | lc | unknown | unknown | high | Agilent 6558, LC-UNKNOWN-QTOF, HIGH
agilent | 6557 | lc | unknown | unknown | high | Agilent 6557, LC-UNKNOWN-QTOF, HIGH
agilent | 6556 | lc | unknown | unknown | high | Agilent 6556, LC-UNKNOWN-QTOF, HIGH
agilent | 6555 | lc | unknown | unknown | high | Agilent 6555, LC-UNKNOWN-QTOF, HIGH
agilent | 6554 | lc | unknown | unknown | high | Agilent 6554, LC-UNKNOWN-QTOF, HIGH
agilent | 6553 | lc | unknown | unknown | high | Agilent 6553, LC-UNKNOWN-QTOF, HIGH
agilent | 6552 | lc | unknown | unknown | high | Agilent 6552, LC-UNKNOWN-QTOF, HIGH
agilent | 6551 | lc | unknown | unknown | high | Agilent 6551, LC-UNKNOWN-QTOF, HIGH
agilent | 6550 | lc | unknown | unknown | high | Agilent 6550, LC-UNKNOWN-QTOF, HIGH
agilent | 6549 | lc | unknown | unknown | high | Agilent 6549, LC-UNKNOWN-QTOF, HIGH
agilent | 6548 | lc | unknown | unknown | high | Agilent 6548, LC-UNKNOWN-QTOF, HIGH
agilent | 6547 | lc | unknown | unknown | high | Agilent 6547, LC-UNKNOWN-QTOF, HIGH
agilent | 6546 | lc | unknown | unknown | high | Agilent 6546, LC-UNKNOWN-QTOF, HIGH
agilent | 6545 | lc | unknown | unknown | high | Agilent 6545, LC-UNKNOWN-QTOF, HIGH
agilent | 6544 | lc | unknown | unknown | high | Agilent 6544, LC-UNKNOWN-QTOF, HIGH
agilent | 6670 | unknown | qtof | esi | unknown | Agilent 6670, LC-ESI-QTOF, UNKNOWN
agilent | 6542 | lc | unknown | unknown | high | Agilent 6542, LC-UNKNOWN-QTOF, HIGH
agilent | 6541 | lc | unknown | unknown | high | Agilent 6541, LC-UNKNOWN-QTOF, HIGH
agilent | 6540 | lc | unknown | unknown | high | Agilent 6540, LC-UNKNOWN-QTOF, HIGH
agilent | 6539 | lc | unknown | unknown | high | Agilent 6539, LC-UNKNOWN-QTOF, HIGH
agilent | 6538 | lc | unknown | unknown | high | Agilent 6538, LC-UNKNOWN-QTOF, HIGH
agilent | 6537 | lc | unknown | unknown | high | Agilent 6537, LC-UNKNOWN-QTOF, HIGH
agilent | 6536 | lc | unknown | unknown | high | Agilent 6536, LC-UNKNOWN-QTOF, HIGH
agilent | 6535 | lc | unknown | unknown | high | Agilent 6535, LC-UNKNOWN-QTOF, HIGH
agilent | 6534 | lc | unknown | unknown | high | Agilent 6534, LC-UNKNOWN-QTOF, HIGH
agilent | 6533 | lc | unknown | unknown | high | Agilent 6533, LC-UNKNOWN-QTOF, HIGH
agilent | 6532 | lc | unknown | unknown | high | Agilent 6532, LC-UNKNOWN-QTOF, HIGH
agilent | 6531 | lc | unknown | unknown | high | Agilent 6531, LC-UNKNOWN-QTOF, HIGH
agilent | 6530 | lc | unknown | unknown | high | Agilent 6530, LC-UNKNOWN-QTOF, HIGH
agilent | 6410 | lc | unknown | unknown | low | Agilent 6410, LC-UNKNOWN-QQQ, LOW
agilent | 6210 | ce | unknown | unknown | high | Agilent 6210, CE-UNKNOWN-TOF, HIGH
agilent | 6655 | unknown | qtof | esi | unknown | Agilent 6655, LC-ESI-QTOF, UNKNOWN
agilent | 6654 | unknown | qtof | esi | unknown | Agilent 6654, LC-ESI-QTOF, UNKNOWN
agilent | 7100 | unknown | qtof | esi | unknown | Agilent 7100, LC-ESI-QTOF, UNKNOWN
agilent | 6680 | unknown | qtof | esi | unknown | Agilent 6680, LC-ESI-QTOF, UNKNOWN
agilent | 6679 | unknown | qtof | esi | unknown | Agilent 6679, LC-ESI-QTOF, UNKNOWN
agilent | 6678 | unknown | qtof | esi | unknown | Agilent 6678, LC-ESI-QTOF, UNKNOWN
agilent | 6677 | unknown | qtof | esi | unknown | Agilent 6677, LC-ESI-QTOF, UNKNOWN
agilent | 6676 | unknown | qtof | esi | unknown | Agilent 6676, LC-ESI-QTOF, UNKNOWN
agilent | 6675 | unknown | qtof | esi | unknown | Agilent 6675, LC-ESI-QTOF, UNKNOWN
agilent | 6674 | unknown | qtof | esi | unknown | Agilent 6674, LC-ESI-QTOF, UNKNOWN
agilent | 6673 | unknown | qtof | esi | unknown | Agilent 6673, LC-ESI-QTOF, UNKNOWN
agilent | 6672 | unknown | qtof | esi | unknown | Agilent 6672, LC-ESI-QTOF, UNKNOWN
agilent | 6671 | unknown | qtof | esi | unknown | Agilent 6671, LC-ESI-QTOF, UNKNOWN
agilent | 6639 | unknown | qtof | esi | unknown | Agilent 6639, LC-ESI-QTOF, UNKNOWN
agilent | 6638 | unknown | qtof | esi | unknown | Agilent 6638, LC-ESI-QTOF, UNKNOWN
agilent | 6669 | unknown | qtof | esi | unknown | Agilent 6669, LC-ESI-QTOF, UNKNOWN
agilent | 6668 | unknown | qtof | esi | unknown | Agilent 6668, LC-ESI-QTOF, UNKNOWN
agilent | 6667 | unknown | qtof | esi | unknown | Agilent 6667, LC-ESI-QTOF, UNKNOWN
agilent | 6666 | unknown | qtof | esi | unknown | Agilent 6666, LC-ESI-QTOF, UNKNOWN
agilent | 6665 | unknown | qtof | esi | unknown | Agilent 6665, LC-ESI-QTOF, UNKNOWN
agilent | 6664 | unknown | qtof | esi | unknown | Agilent 6664, LC-ESI-QTOF, UNKNOWN
agilent | 6663 | unknown | qtof | esi | unknown | Agilent 6663, LC-ESI-QTOF, UNKNOWN
agilent | 6662 | unknown | qtof | esi | unknown | Agilent 6662, LC-ESI-QTOF, UNKNOWN
agilent | 6661 | unknown | qtof | esi | unknown | Agilent 6661, LC-ESI-QTOF, UNKNOWN
agilent | 6660 | unknown | qtof | esi | unknown | Agilent 6660, LC-ESI-QTOF, UNKNOWN
agilent | 6659 | unknown | qtof | esi | unknown | Agilent 6659, LC-ESI-QTOF, UNKNOWN
agilent | 6658 | unknown | qtof | esi | unknown | Agilent 6658, LC-ESI-QTOF, UNKNOWN
agilent | 6657 | unknown | qtof | esi | unknown | Agilent 6657, LC-ESI-QTOF, UNKNOWN
agilent | 6656 | unknown | qtof | esi | unknown | Agilent 6656, LC-ESI-QTOF, UNKNOWN
agilent | 6623 | unknown | qtof | esi | unknown | Agilent 6623, LC-ESI-QTOF, UNKNOWN
agilent | 6622 | unknown | qtof | esi | unknown | Agilent 6622, LC-ESI-QTOF, UNKNOWN
agilent | 6653 | unknown | qtof | esi | unknown | Agilent 6653, LC-ESI-QTOF, UNKNOWN
agilent | 6652 | unknown | qtof | esi | unknown | Agilent 6652, LC-ESI-QTOF, UNKNOWN
agilent | 6651 | unknown | qtof | esi | unknown | Agilent 6651, LC-ESI-QTOF, UNKNOWN
agilent | 6650 | unknown | qtof | esi | unknown | Agilent 6650, LC-ESI-QTOF, UNKNOWN
agilent | 6649 | unknown | qtof | esi | unknown | Agilent 6649, LC-ESI-QTOF, UNKNOWN
agilent | 6648 | unknown | qtof | esi | unknown | Agilent 6648, LC-ESI-QTOF, UNKNOWN
agilent | 6647 | unknown | qtof | esi | unknown | Agilent 6647, LC-ESI-QTOF, UNKNOWN
agilent | 6646 | unknown | qtof | esi | unknown | Agilent 6646, LC-ESI-QTOF, UNKNOWN
agilent | 6645 | unknown | qtof | esi | unknown | Agilent 6645, LC-ESI-QTOF, UNKNOWN
agilent | 6644 | unknown | qtof | esi | unknown | Agilent 6644, LC-ESI-QTOF, UNKNOWN
agilent | 6643 | unknown | qtof | esi | unknown | Agilent 6643, LC-ESI-QTOF, UNKNOWN
agilent | 6642 | unknown | qtof | esi | unknown | Agilent 6642, LC-ESI-QTOF, UNKNOWN
agilent | 6641 | unknown | qtof | esi | unknown | Agilent 6641, LC-ESI-QTOF, UNKNOWN
agilent | 6640 | unknown | qtof | esi | unknown | Agilent 6640, LC-ESI-QTOF, UNKNOWN
agilent | 6607 | unknown | qtof | esi | unknown | Agilent 6607, LC-ESI-QTOF, UNKNOWN
agilent | 6606 | unknown | qtof | esi | unknown | Agilent 6606, LC-ESI-QTOF, UNKNOWN
agilent | 6637 | unknown | qtof | esi | unknown | Agilent 6637, LC-ESI-QTOF, UNKNOWN
agilent | 6636 | unknown | qtof | esi | unknown | Agilent 6636, LC-ESI-QTOF, UNKNOWN
agilent | 6635 | unknown | qtof | esi | unknown | Agilent 6635, LC-ESI-QTOF, UNKNOWN
agilent | 6634 | unknown | qtof | esi | unknown | Agilent 6634, LC-ESI-QTOF, UNKNOWN
agilent | 6633 | unknown | qtof | esi | unknown | Agilent 6633, LC-ESI-QTOF, UNKNOWN
agilent | 6632 | unknown | qtof | esi | unknown | Agilent 6632, LC-ESI-QTOF, UNKNOWN
agilent | 6631 | unknown | qtof | esi | unknown | Agilent 6631, LC-ESI-QTOF, UNKNOWN
agilent | 6630 | unknown | qtof | esi | unknown | Agilent 6630, LC-ESI-QTOF, UNKNOWN
agilent | 6629 | unknown | qtof | esi | unknown | Agilent 6629, LC-ESI-QTOF, UNKNOWN
agilent | 6628 | unknown | qtof | esi | unknown | Agilent 6628, LC-ESI-QTOF, UNKNOWN
agilent | 6627 | unknown | qtof | esi | unknown | Agilent 6627, LC-ESI-QTOF, UNKNOWN
agilent | 6626 | unknown | qtof | esi | unknown | Agilent 6626, LC-ESI-QTOF, UNKNOWN
agilent | 6625 | unknown | qtof | esi | unknown | Agilent 6625, LC-ESI-QTOF, UNKNOWN
agilent | 6624 | unknown | qtof | esi | unknown | Agilent 6624, LC-ESI-QTOF, UNKNOWN
agilent | 6589 | unknown | qtof | esi | unknown | Agilent 6589, LC-ESI-QTOF, UNKNOWN
agilent | 6588 | unknown | qtof | esi | unknown | Agilent 6588, LC-ESI-QTOF, UNKNOWN
agilent | 6621 | unknown | qtof | esi | unknown | Agilent 6621, LC-ESI-QTOF, UNKNOWN
agilent | 6620 | unknown | qtof | esi | unknown | Agilent 6620, LC-ESI-QTOF, UNKNOWN
agilent | 6619 | unknown | qtof | esi | unknown | Agilent 6619, LC-ESI-QTOF, UNKNOWN
agilent | 6618 | unknown | qtof | esi | unknown | Agilent 6618, LC-ESI-QTOF, UNKNOWN
agilent | 6617 | unknown | qtof | esi | unknown | Agilent 6617, LC-ESI-QTOF, UNKNOWN
agilent | 6616 | unknown | qtof | esi | unknown | Agilent 6616, LC-ESI-QTOF, UNKNOWN
agilent | 6615 | unknown | qtof | esi | unknown | Agilent 6615, LC-ESI-QTOF, UNKNOWN
agilent | 6614 | unknown | qtof | esi | unknown | Agilent 6614, LC-ESI-QTOF, UNKNOWN
agilent | 6613 | unknown | qtof | esi | unknown | Agilent 6613, LC-ESI-QTOF, UNKNOWN
agilent | 6612 | unknown | qtof | esi | unknown | Agilent 6612, LC-ESI-QTOF, UNKNOWN
agilent | 6611 | unknown | qtof | esi | unknown | Agilent 6611, LC-ESI-QTOF, UNKNOWN
agilent | 6610 | unknown | qtof | esi | unknown | Agilent 6610, LC-ESI-QTOF, UNKNOWN
agilent | 6609 | unknown | qtof | esi | unknown | Agilent 6609, LC-ESI-QTOF, UNKNOWN
agilent | 6608 | unknown | qtof | esi | unknown | Agilent 6608, LC-ESI-QTOF, UNKNOWN
agilent | 6572 | unknown | qtof | esi | unknown | Agilent 6572, LC-ESI-QTOF, UNKNOWN
agilent | 6571 | unknown | qtof | esi | unknown | Agilent 6571, LC-ESI-QTOF, UNKNOWN
agilent | 6605 | unknown | qtof | esi | unknown | Agilent 6605, LC-ESI-QTOF, UNKNOWN
agilent | 6604 | unknown | qtof | esi | unknown | Agilent 6604, LC-ESI-QTOF, UNKNOWN
agilent | 6603 | unknown | qtof | esi | unknown | Agilent 6603, LC-ESI-QTOF, UNKNOWN
agilent | 6602 | unknown | qtof | esi | unknown | Agilent 6602, LC-ESI-QTOF, UNKNOWN
agilent | 6601 | unknown | qtof | esi | unknown | Agilent 6601, LC-ESI-QTOF, UNKNOWN
agilent | 6599 | unknown | qtof | esi | unknown | Agilent 6599, LC-ESI-QTOF, UNKNOWN
agilent | 6598 | unknown | qtof | esi | unknown | Agilent 6598, LC-ESI-QTOF, UNKNOWN
agilent | 6597 | unknown | qtof | esi | unknown | Agilent 6597, LC-ESI-QTOF, UNKNOWN
agilent | 6596 | unknown | qtof | esi | unknown | Agilent 6596, LC-ESI-QTOF, UNKNOWN
agilent | 6595 | unknown | qtof | esi | unknown | Agilent 6595, LC-ESI-QTOF, UNKNOWN
agilent | 6594 | unknown | qtof | esi | unknown | Agilent 6594, LC-ESI-QTOF, UNKNOWN
agilent | 6593 | unknown | qtof | esi | unknown | Agilent 6593, LC-ESI-QTOF, UNKNOWN
agilent | 6592 | unknown | qtof | esi | unknown | Agilent 6592, LC-ESI-QTOF, UNKNOWN
agilent | 6591 | unknown | qtof | esi | unknown | Agilent 6591, LC-ESI-QTOF, UNKNOWN
agilent | 6556 | unknown | qtof | esi | unknown | Agilent 6556, LC-ESI-QTOF, UNKNOWN
agilent | 6555 | unknown | qtof | esi | unknown | Agilent 6555, LC-ESI-QTOF, UNKNOWN
agilent | 6587 | unknown | qtof | esi | unknown | Agilent 6587, LC-ESI-QTOF, UNKNOWN
agilent | 6586 | unknown | qtof | esi | unknown | Agilent 6586, LC-ESI-QTOF, UNKNOWN
agilent | 6585 | unknown | qtof | esi | unknown | Agilent 6585, LC-ESI-QTOF, UNKNOWN
agilent | 6584 | unknown | qtof | esi | unknown | Agilent 6584, LC-ESI-QTOF, UNKNOWN
agilent | 6583 | unknown | qtof | esi | unknown | Agilent 6583, LC-ESI-QTOF, UNKNOWN
agilent | 6582 | unknown | qtof | esi | unknown | Agilent 6582, LC-ESI-QTOF, UNKNOWN
agilent | 6581 | unknown | qtof | esi | unknown | Agilent 6581, LC-ESI-QTOF, UNKNOWN
agilent | 6580 | unknown | qtof | esi | unknown | Agilent 6580, LC-ESI-QTOF, UNKNOWN
agilent | 6578 | unknown | qtof | esi | unknown | Agilent 6578, LC-ESI-QTOF, UNKNOWN
agilent | 6577 | unknown | qtof | esi | unknown | Agilent 6577, LC-ESI-QTOF, UNKNOWN
agilent | 6576 | unknown | qtof | esi | unknown | Agilent 6576, LC-ESI-QTOF, UNKNOWN
agilent | 6575 | unknown | qtof | esi | unknown | Agilent 6575, LC-ESI-QTOF, UNKNOWN
agilent | 6574 | unknown | qtof | esi | unknown | Agilent 6574, LC-ESI-QTOF, UNKNOWN
agilent | 6573 | unknown | qtof | esi | unknown | Agilent 6573, LC-ESI-QTOF, UNKNOWN
agilent | 6540 | unknown | qtof | esi | unknown | Agilent 6540, LC-ESI-QTOF, UNKNOWN
agilent | 6539 | unknown | qtof | esi | unknown | Agilent 6539, LC-ESI-QTOF, UNKNOWN
agilent | 6570 | unknown | qtof | esi | unknown | Agilent 6570, LC-ESI-QTOF, UNKNOWN
agilent | 6569 | unknown | qtof | esi | unknown | Agilent 6569, LC-ESI-QTOF, UNKNOWN
agilent | 6568 | unknown | qtof | esi | unknown | Agilent 6568, LC-ESI-QTOF, UNKNOWN
agilent | 6567 | unknown | qtof | esi | unknown | Agilent 6567, LC-ESI-QTOF, UNKNOWN
agilent | 6566 | unknown | qtof | esi | unknown | Agilent 6566, LC-ESI-QTOF, UNKNOWN
agilent | 6565 | unknown | qtof | esi | unknown | Agilent 6565, LC-ESI-QTOF, UNKNOWN
agilent | 6564 | unknown | qtof | esi | unknown | Agilent 6564, LC-ESI-QTOF, UNKNOWN
agilent | 6563 | unknown | qtof | esi | unknown | Agilent 6563, LC-ESI-QTOF, UNKNOWN
agilent | 6562 | unknown | qtof | esi | unknown | Agilent 6562, LC-ESI-QTOF, UNKNOWN
agilent | 6561 | unknown | qtof | esi | unknown | Agilent 6561, LC-ESI-QTOF, UNKNOWN
agilent | 6560 | unknown | qtof | esi | unknown | Agilent 6560, LC-ESI-QTOF, UNKNOWN
agilent | 6559 | unknown | qtof | esi | unknown | Agilent 6559, LC-ESI-QTOF, UNKNOWN
agilent | 6558 | unknown | qtof | esi | unknown | Agilent 6558, LC-ESI-QTOF, UNKNOWN
agilent | 6557 | unknown | qtof | esi | unknown | Agilent 6557, LC-ESI-QTOF, UNKNOWN
agilent | 6554 | unknown | qtof | esi | unknown | Agilent 6554, LC-ESI-QTOF, UNKNOWN
agilent | 6553 | unknown | qtof | esi | unknown | Agilent 6553, LC-ESI-QTOF, UNKNOWN
agilent | 6552 | unknown | qtof | esi | unknown | Agilent 6552, LC-ESI-QTOF, UNKNOWN
agilent | 6551 | unknown | qtof | esi | unknown | Agilent 6551, LC-ESI-QTOF, UNKNOWN
agilent | 6550 | unknown | qtof | esi | unknown | Agilent 6550, LC-ESI-QTOF, UNKNOWN
agilent | 6549 | unknown | qtof | esi | unknown | Agilent 6549, LC-ESI-QTOF, UNKNOWN
agilent | 6548 | unknown | qtof | esi | unknown | Agilent 6548, LC-ESI-QTOF, UNKNOWN
agilent | 6547 | unknown | qtof | esi | unknown | Agilent 6547, LC-ESI-QTOF, UNKNOWN
agilent | 6546 | unknown | qtof | esi | unknown | Agilent 6546, LC-ESI-QTOF, UNKNOWN
agilent | 6545 | unknown | qtof | esi | unknown | Agilent 6545, LC-ESI-QTOF, UNKNOWN
agilent | 6544 | unknown | qtof | esi | unknown | Agilent 6544, LC-ESI-QTOF, UNKNOWN
agilent | 6543 | unknown | qtof | esi | unknown | Agilent 6543, LC-ESI-QTOF, UNKNOWN
agilent | 6542 | unknown | qtof | esi | unknown | Agilent 6542, LC-ESI-QTOF, UNKNOWN
agilent | 6541 | unknown | qtof | esi | unknown | Agilent 6541, LC-ESI-QTOF, UNKNOWN
agilent | 6668 | unknown | qtof | unknown | high | Agilent 6668, LC-UNKNOWN-QTOF, HIGH
agilent | 6667 | unknown | qtof | unknown | high | Agilent 6667, LC-UNKNOWN-QTOF, HIGH
agilent | 6666 | unknown | qtof | unknown | high | Agilent 6666, LC-UNKNOWN-QTOF, HIGH
agilent | 6538 | unknown | qtof | esi | unknown | Agilent 6538, LC-ESI-QTOF, UNKNOWN
agilent | 6537 | unknown | qtof | esi | unknown | Agilent 6537, LC-ESI-QTOF, UNKNOWN
agilent | 6536 | unknown | qtof | esi | unknown | Agilent 6536, LC-ESI-QTOF, UNKNOWN
agilent | 6535 | unknown | qtof | esi | unknown | Agilent 6535, LC-ESI-QTOF, UNKNOWN
agilent | 6534 | unknown | qtof | esi | unknown | Agilent 6534, LC-ESI-QTOF, UNKNOWN
agilent | 6533 | unknown | qtof | esi | unknown | Agilent 6533, LC-ESI-QTOF, UNKNOWN
agilent | 6532 | unknown | qtof | esi | unknown | Agilent 6532, LC-ESI-QTOF, UNKNOWN
agilent | 6531 | unknown | qtof | esi | unknown | Agilent 6531, LC-ESI-QTOF, UNKNOWN
agilent | 6530 | unknown | qtof | esi | unknown | Agilent 6530, LC-ESI-QTOF, UNKNOWN
agilent | 6410 | unknown | qqq | esi | unknown | Agilent 6410, LC-ESI-QQQ, UNKNOWN
agilent | 6210 | unknown | tof | esi | unknown | Agilent 6210, LC-ESI-TOF, UNKNOWN
agilent | 6210 | unknown | tof | esi | unknown | Agilent 6210, LC-ESI-TOF, UNKNOWN
agilent | 6652 | unknown | qtof | unknown | high | Agilent 6652, LC-UNKNOWN-QTOF, HIGH
agilent | 6651 | unknown | qtof | unknown | high | Agilent 6651, LC-UNKNOWN-QTOF, HIGH
agilent | 6650 | unknown | qtof | unknown | high | Agilent 6650, LC-UNKNOWN-QTOF, HIGH
agilent | 7100 | unknown | qtof | unknown | high | Agilent 7100, CE-UNKNOWN-QTOF, HIGH
agilent | 6680 | unknown | qtof | unknown | high | Agilent 6680, LC-UNKNOWN-QTOF, HIGH
agilent | 6679 | unknown | qtof | unknown | high | Agilent 6679, LC-UNKNOWN-QTOF, HIGH
agilent | 6678 | unknown | qtof | unknown | high | Agilent 6678, LC-UNKNOWN-QTOF, HIGH
agilent | 6677 | unknown | qtof | unknown | high | Agilent 6677, LC-UNKNOWN-QTOF, HIGH
agilent | 6676 | unknown | qtof | unknown | high | Agilent 6676, LC-UNKNOWN-QTOF, HIGH
agilent | 6675 | unknown | qtof | unknown | high | Agilent 6675, LC-UNKNOWN-QTOF, HIGH
agilent | 6674 | unknown | qtof | unknown | high | Agilent 6674, LC-UNKNOWN-QTOF, HIGH
agilent | 6673 | unknown | qtof | unknown | high | Agilent 6673, LC-UNKNOWN-QTOF, HIGH
agilent | 6672 | unknown | qtof | unknown | high | Agilent 6672, LC-UNKNOWN-QTOF, HIGH
agilent | 6671 | unknown | qtof | unknown | high | Agilent 6671, LC-UNKNOWN-QTOF, HIGH
agilent | 6670 | unknown | qtof | unknown | high | Agilent 6670, LC-UNKNOWN-QTOF, HIGH
agilent | 6669 | unknown | qtof | unknown | high | Agilent 6669, LC-UNKNOWN-QTOF, HIGH
agilent | 6636 | unknown | qtof | unknown | high | Agilent 6636, LC-UNKNOWN-QTOF, HIGH
agilent | 6635 | unknown | qtof | unknown | high | Agilent 6635, LC-UNKNOWN-QTOF, HIGH
agilent | 6634 | unknown | qtof | unknown | high | Agilent 6634, LC-UNKNOWN-QTOF, HIGH
agilent | 6665 | unknown | qtof | unknown | high | Agilent 6665, LC-UNKNOWN-QTOF, HIGH
agilent | 6664 | unknown | qtof | unknown | high | Agilent 6664, LC-UNKNOWN-QTOF, HIGH
agilent | 6663 | unknown | qtof | unknown | high | Agilent 6663, LC-UNKNOWN-QTOF, HIGH
agilent | 6662 | unknown | qtof | unknown | high | Agilent 6662, LC-UNKNOWN-QTOF, HIGH
agilent | 6661 | unknown | qtof | unknown | high | Agilent 6661, LC-UNKNOWN-QTOF, HIGH
agilent | 6660 | unknown | qtof | unknown | high | Agilent 6660, LC-UNKNOWN-QTOF, HIGH
agilent | 6659 | unknown | qtof | unknown | high | Agilent 6659, LC-UNKNOWN-QTOF, HIGH
agilent | 6658 | unknown | qtof | unknown | high | Agilent 6658, LC-UNKNOWN-QTOF, HIGH
agilent | 6657 | unknown | qtof | unknown | high | Agilent 6657, LC-UNKNOWN-QTOF, HIGH
agilent | 6656 | unknown | qtof | unknown | high | Agilent 6656, LC-UNKNOWN-QTOF, HIGH
agilent | 6655 | unknown | qtof | unknown | high | Agilent 6655, LC-UNKNOWN-QTOF, HIGH
agilent | 6654 | unknown | qtof | unknown | high | Agilent 6654, LC-UNKNOWN-QTOF, HIGH
agilent | 6653 | unknown | qtof | unknown | high | Agilent 6653, LC-UNKNOWN-QTOF, HIGH
agilent | 6620 | unknown | qtof | unknown | high | Agilent 6620, LC-UNKNOWN-QTOF, HIGH
agilent | 6619 | unknown | qtof | unknown | high | Agilent 6619, LC-UNKNOWN-QTOF, HIGH
agilent | 6618 | unknown | qtof | unknown | high | Agilent 6618, LC-UNKNOWN-QTOF, HIGH
agilent | 6649 | unknown | qtof | unknown | high | Agilent 6649, LC-UNKNOWN-QTOF, HIGH
agilent | 6648 | unknown | qtof | unknown | high | Agilent 6648, LC-UNKNOWN-QTOF, HIGH
agilent | 6647 | unknown | qtof | unknown | high | Agilent 6647, LC-UNKNOWN-QTOF, HIGH
agilent | 6646 | unknown | qtof | unknown | high | Agilent 6646, LC-UNKNOWN-QTOF, HIGH
agilent | 6645 | unknown | qtof | unknown | high | Agilent 6645, LC-UNKNOWN-QTOF, HIGH
agilent | 6644 | unknown | qtof | unknown | high | Agilent 6644, LC-UNKNOWN-QTOF, HIGH
agilent | 6643 | unknown | qtof | unknown | high | Agilent 6643, LC-UNKNOWN-QTOF, HIGH
agilent | 6642 | unknown | qtof | unknown | high | Agilent 6642, LC-UNKNOWN-QTOF, HIGH
agilent | 6641 | unknown | qtof | unknown | high | Agilent 6641, LC-UNKNOWN-QTOF, HIGH
agilent | 6640 | unknown | qtof | unknown | high | Agilent 6640, LC-UNKNOWN-QTOF, HIGH
agilent | 6639 | unknown | qtof | unknown | high | Agilent 6639, LC-UNKNOWN-QTOF, HIGH
agilent | 6638 | unknown | qtof | unknown | high | Agilent 6638, LC-UNKNOWN-QTOF, HIGH
agilent | 6637 | unknown | qtof | unknown | high | Agilent 6637, LC-UNKNOWN-QTOF, HIGH
agilent | 6604 | unknown | qtof | unknown | high | Agilent 6604, LC-UNKNOWN-QTOF, HIGH
agilent | 6603 | unknown | qtof | unknown | high | Agilent 6603, LC-UNKNOWN-QTOF, HIGH
agilent | 6602 | unknown | qtof | unknown | high | Agilent 6602, LC-UNKNOWN-QTOF, HIGH
agilent | 6633 | unknown | qtof | unknown | high | Agilent 6633, LC-UNKNOWN-QTOF, HIGH
agilent | 6632 | unknown | qtof | unknown | high | Agilent 6632, LC-UNKNOWN-QTOF, HIGH
agilent | 6631 | unknown | qtof | unknown | high | Agilent 6631, LC-UNKNOWN-QTOF, HIGH
agilent | 6630 | unknown | qtof | unknown | high | Agilent 6630, LC-UNKNOWN-QTOF, HIGH
agilent | 6629 | unknown | qtof | unknown | high | Agilent 6629, LC-UNKNOWN-QTOF, HIGH
agilent | 6628 | unknown | qtof | unknown | high | Agilent 6628, LC-UNKNOWN-QTOF, HIGH
agilent | 6627 | unknown | qtof | unknown | high | Agilent 6627, LC-UNKNOWN-QTOF, HIGH
agilent | 6626 | unknown | qtof | unknown | high | Agilent 6626, LC-UNKNOWN-QTOF, HIGH
agilent | 6625 | unknown | qtof | unknown | high | Agilent 6625, LC-UNKNOWN-QTOF, HIGH
agilent | 6624 | unknown | qtof | unknown | high | Agilent 6624, LC-UNKNOWN-QTOF, HIGH
agilent | 6623 | unknown | qtof | unknown | high | Agilent 6623, LC-UNKNOWN-QTOF, HIGH
agilent | 6622 | unknown | qtof | unknown | high | Agilent 6622, LC-UNKNOWN-QTOF, HIGH
agilent | 6621 | unknown | qtof | unknown | high | Agilent 6621, LC-UNKNOWN-QTOF, HIGH
agilent | 6586 | unknown | qtof | unknown | high | Agilent 6586, LC-UNKNOWN-QTOF, HIGH
agilent | 6585 | unknown | qtof | unknown | high | Agilent 6585, LC-UNKNOWN-QTOF, HIGH
agilent | 6584 | unknown | qtof | unknown | high | Agilent 6584, LC-UNKNOWN-QTOF, HIGH
agilent | 6617 | unknown | qtof | unknown | high | Agilent 6617, LC-UNKNOWN-QTOF, HIGH
agilent | 6616 | unknown | qtof | unknown | high | Agilent 6616, LC-UNKNOWN-QTOF, HIGH
agilent | 6615 | unknown | qtof | unknown | high | Agilent 6615, LC-UNKNOWN-QTOF, HIGH
agilent | 6614 | unknown | qtof | unknown | high | Agilent 6614, LC-UNKNOWN-QTOF, HIGH
agilent | 6613 | unknown | qtof | unknown | high | Agilent 6613, LC-UNKNOWN-QTOF, HIGH
agilent | 6612 | unknown | qtof | unknown | high | Agilent 6612, LC-UNKNOWN-QTOF, HIGH
agilent | 6611 | unknown | qtof | unknown | high | Agilent 6611, LC-UNKNOWN-QTOF, HIGH
agilent | 6610 | unknown | qtof | unknown | high | Agilent 6610, LC-UNKNOWN-QTOF, HIGH
agilent | 6609 | unknown | qtof | unknown | high | Agilent 6609, LC-UNKNOWN-QTOF, HIGH
agilent | 6608 | unknown | qtof | unknown | high | Agilent 6608, LC-UNKNOWN-QTOF, HIGH
agilent | 6607 | unknown | qtof | unknown | high | Agilent 6607, LC-UNKNOWN-QTOF, HIGH
agilent | 6606 | unknown | qtof | unknown | high | Agilent 6606, LC-UNKNOWN-QTOF, HIGH
agilent | 6605 | unknown | qtof | unknown | high | Agilent 6605, LC-UNKNOWN-QTOF, HIGH
agilent | 6569 | unknown | qtof | unknown | high | Agilent 6569, LC-UNKNOWN-QTOF, HIGH
agilent | 6568 | unknown | qtof | unknown | high | Agilent 6568, LC-UNKNOWN-QTOF, HIGH
agilent | 6567 | unknown | qtof | unknown | high | Agilent 6567, LC-UNKNOWN-QTOF, HIGH
agilent | 6601 | unknown | qtof | unknown | high | Agilent 6601, LC-UNKNOWN-QTOF, HIGH
agilent | 6599 | unknown | qtof | unknown | high | Agilent 6599, LC-UNKNOWN-QTOF, HIGH
agilent | 6598 | unknown | qtof | unknown | high | Agilent 6598, LC-UNKNOWN-QTOF, HIGH
agilent | 6597 | unknown | qtof | unknown | high | Agilent 6597, LC-UNKNOWN-QTOF, HIGH
agilent | 6596 | unknown | qtof | unknown | high | Agilent 6596, LC-UNKNOWN-QTOF, HIGH
agilent | 6595 | unknown | qtof | unknown | high | Agilent 6595, LC-UNKNOWN-QTOF, HIGH
agilent | 6594 | unknown | qtof | unknown | high | Agilent 6594, LC-UNKNOWN-QTOF, HIGH
agilent | 6593 | unknown | qtof | unknown | high | Agilent 6593, LC-UNKNOWN-QTOF, HIGH
agilent | 6592 | unknown | qtof | unknown | high | Agilent 6592, LC-UNKNOWN-QTOF, HIGH
agilent | 6591 | unknown | qtof | unknown | high | Agilent 6591, LC-UNKNOWN-QTOF, HIGH
agilent | 6589 | unknown | qtof | unknown | high | Agilent 6589, LC-UNKNOWN-QTOF, HIGH
agilent | 6588 | unknown | qtof | unknown | high | Agilent 6588, LC-UNKNOWN-QTOF, HIGH
agilent | 6587 | unknown | qtof | unknown | high | Agilent 6587, LC-UNKNOWN-QTOF, HIGH
agilent | 6553 | unknown | qtof | unknown | high | Agilent 6553, LC-UNKNOWN-QTOF, HIGH
agilent | 6552 | unknown | qtof | unknown | high | Agilent 6552, LC-UNKNOWN-QTOF, HIGH
agilent | 6551 | unknown | qtof | unknown | high | Agilent 6551, LC-UNKNOWN-QTOF, HIGH
agilent | 6583 | unknown | qtof | unknown | high | Agilent 6583, LC-UNKNOWN-QTOF, HIGH
agilent | 6582 | unknown | qtof | unknown | high | Agilent 6582, LC-UNKNOWN-QTOF, HIGH
agilent | 6581 | unknown | qtof | unknown | high | Agilent 6581, LC-UNKNOWN-QTOF, HIGH
agilent | 6580 | unknown | qtof | unknown | high | Agilent 6580, LC-UNKNOWN-QTOF, HIGH
agilent | 6578 | unknown | qtof | unknown | high | Agilent 6578, LC-UNKNOWN-QTOF, HIGH
agilent | 6577 | unknown | qtof | unknown | high | Agilent 6577, LC-UNKNOWN-QTOF, HIGH
agilent | 6576 | unknown | qtof | unknown | high | Agilent 6576, LC-UNKNOWN-QTOF, HIGH
agilent | 6575 | unknown | qtof | unknown | high | Agilent 6575, LC-UNKNOWN-QTOF, HIGH
agilent | 6574 | unknown | qtof | unknown | high | Agilent 6574, LC-UNKNOWN-QTOF, HIGH
agilent | 6573 | unknown | qtof | unknown | high | Agilent 6573, LC-UNKNOWN-QTOF, HIGH
agilent | 6572 | unknown | qtof | unknown | high | Agilent 6572, LC-UNKNOWN-QTOF, HIGH
agilent | 6571 | unknown | qtof | unknown | high | Agilent 6571, LC-UNKNOWN-QTOF, HIGH
agilent | 6570 | unknown | qtof | unknown | high | Agilent 6570, LC-UNKNOWN-QTOF, HIGH
agilent | 6537 | unknown | qtof | unknown | high | Agilent 6537, LC-UNKNOWN-QTOF, HIGH
agilent | 6536 | unknown | qtof | unknown | high | Agilent 6536, LC-UNKNOWN-QTOF, HIGH
agilent | 6535 | unknown | qtof | unknown | high | Agilent 6535, LC-UNKNOWN-QTOF, HIGH
agilent | 6566 | unknown | qtof | unknown | high | Agilent 6566, LC-UNKNOWN-QTOF, HIGH
agilent | 6565 | unknown | qtof | unknown | high | Agilent 6565, LC-UNKNOWN-QTOF, HIGH
agilent | 6564 | unknown | qtof | unknown | high | Agilent 6564, LC-UNKNOWN-QTOF, HIGH
agilent | 6563 | unknown | qtof | unknown | high | Agilent 6563, LC-UNKNOWN-QTOF, HIGH
agilent | 6562 | unknown | qtof | unknown | high | Agilent 6562, LC-UNKNOWN-QTOF, HIGH
agilent | 6561 | unknown | qtof | unknown | high | Agilent 6561, LC-UNKNOWN-QTOF, HIGH
agilent | 6560 | unknown | qtof | unknown | high | Agilent 6560, LC-UNKNOWN-QTOF, HIGH
agilent | 6559 | unknown | qtof | unknown | high | Agilent 6559, LC-UNKNOWN-QTOF, HIGH
agilent | 6558 | unknown | qtof | unknown | high | Agilent 6558, LC-UNKNOWN-QTOF, HIGH
agilent | 6557 | unknown | qtof | unknown | high | Agilent 6557, LC-UNKNOWN-QTOF, HIGH
agilent | 6556 | unknown | qtof | unknown | high | Agilent 6556, LC-UNKNOWN-QTOF, HIGH
agilent | 6555 | unknown | qtof | unknown | high | Agilent 6555, LC-UNKNOWN-QTOF, HIGH
agilent | 6554 | unknown | qtof | unknown | high | Agilent 6554, LC-UNKNOWN-QTOF, HIGH
agilent | 6680 | unknown | unknown | esi | high | Agilent 6680, LC-ESI-QTOF, HIGH
agilent | 6679 | unknown | unknown | esi | high | Agilent 6679, LC-ESI-QTOF, HIGH
agilent | 6678 | unknown | unknown | esi | high | Agilent 6678, LC-ESI-QTOF, HIGH
agilent | 6550 | unknown | qtof | unknown | high | Agilent 6550, LC-UNKNOWN-QTOF, HIGH
agilent | 6549 | unknown | qtof | unknown | high | Agilent 6549, LC-UNKNOWN-QTOF, HIGH
agilent | 6548 | unknown | qtof | unknown | high | Agilent 6548, LC-UNKNOWN-QTOF, HIGH
agilent | 6547 | unknown | qtof | unknown | high | Agilent 6547, LC-UNKNOWN-QTOF, HIGH
agilent | 6546 | unknown | qtof | unknown | high | Agilent 6546, LC-UNKNOWN-QTOF, HIGH
agilent | 6545 | unknown | qtof | unknown | high | Agilent 6545, LC-UNKNOWN-QTOF, HIGH
agilent | 6544 | unknown | qtof | unknown | high | Agilent 6544, LC-UNKNOWN-QTOF, HIGH
agilent | 6543 | unknown | qtof | unknown | high | Agilent 6543, LC-UNKNOWN-QTOF, HIGH
agilent | 6542 | unknown | qtof | unknown | high | Agilent 6542, LC-UNKNOWN-QTOF, HIGH
agilent | 6541 | unknown | qtof | unknown | high | Agilent 6541, LC-UNKNOWN-QTOF, HIGH
agilent | 6540 | unknown | qtof | unknown | high | Agilent 6540, LC-UNKNOWN-QTOF, HIGH
agilent | 6539 | unknown | qtof | unknown | high | Agilent 6539, LC-UNKNOWN-QTOF, HIGH
agilent | 6538 | unknown | qtof | unknown | high | Agilent 6538, LC-UNKNOWN-QTOF, HIGH
agilent | 6665 | unknown | unknown | esi | high | Agilent 6665, LC-ESI-QTOF, HIGH
agilent | 6664 | unknown | unknown | esi | high | Agilent 6664, LC-ESI-QTOF, HIGH
agilent | 6663 | unknown | unknown | esi | high | Agilent 6663, LC-ESI-QTOF, HIGH
agilent | 6662 | unknown | unknown | esi | high | Agilent 6662, LC-ESI-QTOF, HIGH
agilent | 6534 | unknown | qtof | unknown | high | Agilent 6534, LC-UNKNOWN-QTOF, HIGH
agilent | 6533 | unknown | qtof | unknown | high | Agilent 6533, LC-UNKNOWN-QTOF, HIGH
agilent | 6532 | unknown | qtof | unknown | high | Agilent 6532, LC-UNKNOWN-QTOF, HIGH
agilent | 6531 | unknown | qtof | unknown | high | Agilent 6531, LC-UNKNOWN-QTOF, HIGH
agilent | 6530 | unknown | qtof | unknown | high | Agilent 6530, LC-UNKNOWN-QTOF, HIGH
agilent | 6410 | unknown | qqq | unknown | low | Agilent 6410, LC-UNKNOWN-QQQ, LOW
agilent | 6210 | unknown | tof | unknown | high | Agilent 6210, CE-UNKNOWN-TOF, HIGH
agilent | 6210 | unknown | tof | unknown | high | Agilent 6210, CE-UNKNOWN-TOF, HIGH
agilent | 7100 | unknown | unknown | esi | high | Agilent 7100, LC-ESI-QTOF, HIGH
agilent | 6583 | lc | qtof | esi | high | Agilent 6583, LC-ESI-QTOF, HIGH
agilent | 6582 | lc | qtof | esi | high | Agilent 6582, LC-ESI-QTOF, HIGH
agilent | 6581 | lc | qtof | esi | high | Agilent 6581, LC-ESI-QTOF, HIGH
agilent | 6580 | lc | qtof | esi | high | Agilent 6580, LC-ESI-QTOF, HIGH
agilent | 6613 | lc | qtof | esi | high | Agilent 6613, LC-ESI-QTOF, HIGH
agilent | 6612 | lc | qtof | esi | high | Agilent 6612, LC-ESI-QTOF, HIGH
agilent | 6611 | lc | qtof | esi | high | Agilent 6611, LC-ESI-QTOF, HIGH
agilent | 6610 | lc | qtof | esi | high | Agilent 6610, LC-ESI-QTOF, HIGH
agilent | 6609 | lc | qtof | esi | high | Agilent 6609, LC-ESI-QTOF, HIGH
agilent | 6608 | lc | qtof | esi | high | Agilent 6608, LC-ESI-QTOF, HIGH
agilent | 6607 | lc | qtof | esi | high | Agilent 6607, LC-ESI-QTOF, HIGH
agilent | 6606 | lc | qtof | esi | high | Agilent 6606, LC-ESI-QTOF, HIGH
agilent | 6605 | lc | qtof | esi | high | Agilent 6605, LC-ESI-QTOF, HIGH
agilent | 6604 | lc | qtof | esi | high | Agilent 6604, LC-ESI-QTOF, HIGH
agilent | 6603 | lc | qtof | esi | high | Agilent 6603, LC-ESI-QTOF, HIGH
agilent | 6602 | lc | qtof | esi | high | Agilent 6602, LC-ESI-QTOF, HIGH
agilent | 6649 | unknown | unknown | esi | high | Agilent 6649, LC-ESI-QTOF, HIGH
agilent | 6648 | unknown | unknown | esi | high | Agilent 6648, LC-ESI-QTOF, HIGH
agilent | 6647 | unknown | unknown | esi | high | Agilent 6647, LC-ESI-QTOF, HIGH
agilent | 6646 | unknown | unknown | esi | high | Agilent 6646, LC-ESI-QTOF, HIGH
agilent | 6677 | unknown | unknown | esi | high | Agilent 6677, LC-ESI-QTOF, HIGH
agilent | 6676 | unknown | unknown | esi | high | Agilent 6676, LC-ESI-QTOF, HIGH
agilent | 6675 | unknown | unknown | esi | high | Agilent 6675, LC-ESI-QTOF, HIGH
agilent | 6674 | unknown | unknown | esi | high | Agilent 6674, LC-ESI-QTOF, HIGH
agilent | 6673 | unknown | unknown | esi | high | Agilent 6673, LC-ESI-QTOF, HIGH
agilent | 6672 | unknown | unknown | esi | high | Agilent 6672, LC-ESI-QTOF, HIGH
agilent | 6671 | unknown | unknown | esi | high | Agilent 6671, LC-ESI-QTOF, HIGH
agilent | 6670 | unknown | unknown | esi | high | Agilent 6670, LC-ESI-QTOF, HIGH
agilent | 6669 | unknown | unknown | esi | high | Agilent 6669, LC-ESI-QTOF, HIGH
agilent | 6668 | unknown | unknown | esi | high | Agilent 6668, LC-ESI-QTOF, HIGH
agilent | 6667 | unknown | unknown | esi | high | Agilent 6667, LC-ESI-QTOF, HIGH
agilent | 6666 | unknown | unknown | esi | high | Agilent 6666, LC-ESI-QTOF, HIGH
agilent | 6633 | unknown | unknown | esi | high | Agilent 6633, LC-ESI-QTOF, HIGH
agilent | 6632 | unknown | unknown | esi | high | Agilent 6632, LC-ESI-QTOF, HIGH
agilent | 6631 | unknown | unknown | esi | high | Agilent 6631, LC-ESI-QTOF, HIGH
agilent | 6630 | unknown | unknown | esi | high | Agilent 6630, LC-ESI-QTOF, HIGH
agilent | 6661 | unknown | unknown | esi | high | Agilent 6661, LC-ESI-QTOF, HIGH
agilent | 6660 | unknown | unknown | esi | high | Agilent 6660, LC-ESI-QTOF, HIGH
agilent | 6659 | unknown | unknown | esi | high | Agilent 6659, LC-ESI-QTOF, HIGH
agilent | 6658 | unknown | unknown | esi | high | Agilent 6658, LC-ESI-QTOF, HIGH
agilent | 6657 | unknown | unknown | esi | high | Agilent 6657, LC-ESI-QTOF, HIGH
agilent | 6656 | unknown | unknown | esi | high | Agilent 6656, LC-ESI-QTOF, HIGH
agilent | 6655 | unknown | unknown | esi | high | Agilent 6655, LC-ESI-QTOF, HIGH
agilent | 6654 | unknown | unknown | esi | high | Agilent 6654, LC-ESI-QTOF, HIGH
agilent | 6653 | unknown | unknown | esi | high | Agilent 6653, LC-ESI-QTOF, HIGH
agilent | 6652 | unknown | unknown | esi | high | Agilent 6652, LC-ESI-QTOF, HIGH
agilent | 6651 | unknown | unknown | esi | high | Agilent 6651, LC-ESI-QTOF, HIGH
agilent | 6650 | unknown | unknown | esi | high | Agilent 6650, LC-ESI-QTOF, HIGH
agilent | 6617 | unknown | unknown | esi | high | Agilent 6617, LC-ESI-QTOF, HIGH
agilent | 6616 | unknown | unknown | esi | high | Agilent 6616, LC-ESI-QTOF, HIGH
agilent | 6615 | unknown | unknown | esi | high | Agilent 6615, LC-ESI-QTOF, HIGH
agilent | 6614 | unknown | unknown | esi | high | Agilent 6614, LC-ESI-QTOF, HIGH
agilent | 6645 | unknown | unknown | esi | high | Agilent 6645, LC-ESI-QTOF, HIGH
agilent | 6644 | unknown | unknown | esi | high | Agilent 6644, LC-ESI-QTOF, HIGH
agilent | 6643 | unknown | unknown | esi | high | Agilent 6643, LC-ESI-QTOF, HIGH
agilent | 6642 | unknown | unknown | esi | high | Agilent 6642, LC-ESI-QTOF, HIGH
agilent | 6641 | unknown | unknown | esi | high | Agilent 6641, LC-ESI-QTOF, HIGH
agilent | 6640 | unknown | unknown | esi | high | Agilent 6640, LC-ESI-QTOF, HIGH
agilent | 6639 | unknown | unknown | esi | high | Agilent 6639, LC-ESI-QTOF, HIGH
agilent | 6638 | unknown | unknown | esi | high | Agilent 6638, LC-ESI-QTOF, HIGH
agilent | 6637 | unknown | unknown | esi | high | Agilent 6637, LC-ESI-QTOF, HIGH
agilent | 6636 | unknown | unknown | esi | high | Agilent 6636, LC-ESI-QTOF, HIGH
agilent | 6635 | unknown | unknown | esi | high | Agilent 6635, LC-ESI-QTOF, HIGH
agilent | 6634 | unknown | unknown | esi | high | Agilent 6634, LC-ESI-QTOF, HIGH
agilent | 6601 | unknown | unknown | esi | high | Agilent 6601, LC-ESI-QTOF, HIGH
agilent | 6599 | unknown | unknown | esi | high | Agilent 6599, LC-ESI-QTOF, HIGH
agilent | 6598 | unknown | unknown | esi | high | Agilent 6598, LC-ESI-QTOF, HIGH
agilent | 6597 | unknown | unknown | esi | high | Agilent 6597, LC-ESI-QTOF, HIGH
agilent | 6629 | unknown | unknown | esi | high | Agilent 6629, LC-ESI-QTOF, HIGH
agilent | 6628 | unknown | unknown | esi | high | Agilent 6628, LC-ESI-QTOF, HIGH
agilent | 6627 | unknown | unknown | esi | high | Agilent 6627, LC-ESI-QTOF, HIGH
agilent | 6626 | unknown | unknown | esi | high | Agilent 6626, LC-ESI-QTOF, HIGH
agilent | 6625 | unknown | unknown | esi | high | Agilent 6625, LC-ESI-QTOF, HIGH
agilent | 6624 | unknown | unknown | esi | high | Agilent 6624, LC-ESI-QTOF, HIGH
agilent | 6623 | unknown | unknown | esi | high | Agilent 6623, LC-ESI-QTOF, HIGH
agilent | 6622 | unknown | unknown | esi | high | Agilent 6622, LC-ESI-QTOF, HIGH
agilent | 6621 | unknown | unknown | esi | high | Agilent 6621, LC-ESI-QTOF, HIGH
agilent | 6620 | unknown | unknown | esi | high | Agilent 6620, LC-ESI-QTOF, HIGH
agilent | 6619 | unknown | unknown | esi | high | Agilent 6619, LC-ESI-QTOF, HIGH
agilent | 6618 | unknown | unknown | esi | high | Agilent 6618, LC-ESI-QTOF, HIGH
agilent | 6583 | unknown | unknown | esi | high | Agilent 6583, LC-ESI-QTOF, HIGH
agilent | 6582 | unknown | unknown | esi | high | Agilent 6582, LC-ESI-QTOF, HIGH
agilent | 6581 | unknown | unknown | esi | high | Agilent 6581, LC-ESI-QTOF, HIGH
agilent | 6580 | unknown | unknown | esi | high | Agilent 6580, LC-ESI-QTOF, HIGH
agilent | 6613 | unknown | unknown | esi | high | Agilent 6613, LC-ESI-QTOF, HIGH
agilent | 6612 | unknown | unknown | esi | high | Agilent 6612, LC-ESI-QTOF, HIGH
agilent | 6611 | unknown | unknown | esi | high | Agilent 6611, LC-ESI-QTOF, HIGH
agilent | 6610 | unknown | unknown | esi | high | Agilent 6610, LC-ESI-QTOF, HIGH
agilent | 6609 | unknown | unknown | esi | high | Agilent 6609, LC-ESI-QTOF, HIGH
agilent | 6608 | unknown | unknown | esi | high | Agilent 6608, LC-ESI-QTOF, HIGH
agilent | 6607 | unknown | unknown | esi | high | Agilent 6607, LC-ESI-QTOF, HIGH
agilent | 6606 | unknown | unknown | esi | high | Agilent 6606, LC-ESI-QTOF, HIGH
agilent | 6605 | unknown | unknown | esi | high | Agilent 6605, LC-ESI-QTOF, HIGH
agilent | 6604 | unknown | unknown | esi | high | Agilent 6604, LC-ESI-QTOF, HIGH
agilent | 6603 | unknown | unknown | esi | high | Agilent 6603, LC-ESI-QTOF, HIGH
agilent | 6602 | unknown | unknown | esi | high | Agilent 6602, LC-ESI-QTOF, HIGH
agilent | 6566 | unknown | unknown | esi | high | Agilent 6566, LC-ESI-QTOF, HIGH
agilent | 6565 | unknown | unknown | esi | high | Agilent 6565, LC-ESI-QTOF, HIGH
agilent | 6564 | unknown | unknown | esi | high | Agilent 6564, LC-ESI-QTOF, HIGH
agilent | 6563 | unknown | unknown | esi | high | Agilent 6563, LC-ESI-QTOF, HIGH
agilent | 6596 | unknown | unknown | esi | high | Agilent 6596, LC-ESI-QTOF, HIGH
agilent | 6595 | unknown | unknown | esi | high | Agilent 6595, LC-ESI-QTOF, HIGH
agilent | 6594 | unknown | unknown | esi | high | Agilent 6594, LC-ESI-QTOF, HIGH
agilent | 6593 | unknown | unknown | esi | high | Agilent 6593, LC-ESI-QTOF, HIGH
agilent | 6592 | unknown | unknown | esi | high | Agilent 6592, LC-ESI-QTOF, HIGH
agilent | 6591 | unknown | unknown | esi | high | Agilent 6591, LC-ESI-QTOF, HIGH
agilent | 6589 | unknown | unknown | esi | high | Agilent 6589, LC-ESI-QTOF, HIGH
agilent | 6588 | unknown | unknown | esi | high | Agilent 6588, LC-ESI-QTOF, HIGH
agilent | 6587 | unknown | unknown | esi | high | Agilent 6587, LC-ESI-QTOF, HIGH
agilent | 6586 | unknown | unknown | esi | high | Agilent 6586, LC-ESI-QTOF, HIGH
agilent | 6585 | unknown | unknown | esi | high | Agilent 6585, LC-ESI-QTOF, HIGH
agilent | 6584 | unknown | unknown | esi | high | Agilent 6584, LC-ESI-QTOF, HIGH
agilent | 6550 | unknown | unknown | esi | high | Agilent 6550, LC-ESI-QTOF, HIGH
agilent | 6549 | unknown | unknown | esi | high | Agilent 6549, LC-ESI-QTOF, HIGH
agilent | 6548 | unknown | unknown | esi | high | Agilent 6548, LC-ESI-QTOF, HIGH
agilent | 6547 | unknown | unknown | esi | high | Agilent 6547, LC-ESI-QTOF, HIGH
agilent | 6578 | unknown | unknown | esi | high | Agilent 6578, LC-ESI-QTOF, HIGH
agilent | 6577 | unknown | unknown | esi | high | Agilent 6577, LC-ESI-QTOF, HIGH
agilent | 6576 | unknown | unknown | esi | high | Agilent 6576, LC-ESI-QTOF, HIGH
agilent | 6575 | unknown | unknown | esi | high | Agilent 6575, LC-ESI-QTOF, HIGH
agilent | 6574 | unknown | unknown | esi | high | Agilent 6574, LC-ESI-QTOF, HIGH
agilent | 6573 | unknown | unknown | esi | high | Agilent 6573, LC-ESI-QTOF, HIGH
agilent | 6572 | unknown | unknown | esi | high | Agilent 6572, LC-ESI-QTOF, HIGH
agilent | 6571 | unknown | unknown | esi | high | Agilent 6571, LC-ESI-QTOF, HIGH
agilent | 6570 | unknown | unknown | esi | high | Agilent 6570, LC-ESI-QTOF, HIGH
agilent | 6569 | unknown | unknown | esi | high | Agilent 6569, LC-ESI-QTOF, HIGH
agilent | 6568 | unknown | unknown | esi | high | Agilent 6568, LC-ESI-QTOF, HIGH
agilent | 6567 | unknown | unknown | esi | high | Agilent 6567, LC-ESI-QTOF, HIGH
agilent | 6534 | unknown | unknown | esi | high | Agilent 6534, LC-ESI-QTOF, HIGH
agilent | 6533 | unknown | unknown | esi | high | Agilent 6533, LC-ESI-QTOF, HIGH
agilent | 6532 | unknown | unknown | esi | high | Agilent 6532, LC-ESI-QTOF, HIGH
agilent | 6531 | unknown | unknown | esi | high | Agilent 6531, LC-ESI-QTOF, HIGH
agilent | 6562 | unknown | unknown | esi | high | Agilent 6562, LC-ESI-QTOF, HIGH
agilent | 6561 | unknown | unknown | esi | high | Agilent 6561, LC-ESI-QTOF, HIGH
agilent | 6560 | unknown | unknown | esi | high | Agilent 6560, LC-ESI-QTOF, HIGH
agilent | 6559 | unknown | unknown | esi | high | Agilent 6559, LC-ESI-QTOF, HIGH
agilent | 6558 | unknown | unknown | esi | high | Agilent 6558, LC-ESI-QTOF, HIGH
agilent | 6557 | unknown | unknown | esi | high | Agilent 6557, LC-ESI-QTOF, HIGH
agilent | 6556 | unknown | unknown | esi | high | Agilent 6556, LC-ESI-QTOF, HIGH
agilent | 6555 | unknown | unknown | esi | high | Agilent 6555, LC-ESI-QTOF, HIGH
agilent | 6554 | unknown | unknown | esi | high | Agilent 6554, LC-ESI-QTOF, HIGH
agilent | 6553 | unknown | unknown | esi | high | Agilent 6553, LC-ESI-QTOF, HIGH
agilent | 6552 | unknown | unknown | esi | high | Agilent 6552, LC-ESI-QTOF, HIGH
agilent | 6551 | unknown | unknown | esi | high | Agilent 6551, LC-ESI-QTOF, HIGH
agilent | 6530 | unknown | unknown | esi | high | Agilent 6530, LC-ESI-QTOF, HIGH
agilent | 6410 | unknown | unknown | esi | low | Agilent 6410, LC-ESI-QQQ, LOW
agilent | 6210 | unknown | unknown | esi | high | Agilent 6210, LC-ESI-TOF, HIGH
agilent | 6210 | unknown | unknown | esi | high | Agilent 6210, LC-ESI-TOF, HIGH
agilent | 6546 | unknown | unknown | esi | high | Agilent 6546, LC-ESI-QTOF, HIGH
agilent | 6545 | unknown | unknown | esi | high | Agilent 6545, LC-ESI-QTOF, HIGH
agilent | 6544 | unknown | unknown | esi | high | Agilent 6544, LC-ESI-QTOF, HIGH
agilent | 6543 | unknown | unknown | esi | high | Agilent 6543, LC-ESI-QTOF, HIGH
agilent | 6542 | unknown | unknown | esi | high | Agilent 6542, LC-ESI-QTOF, HIGH
agilent | 6541 | unknown | unknown | esi | high | Agilent 6541, LC-ESI-QTOF, HIGH
agilent | 6540 | unknown | unknown | esi | high | Agilent 6540, LC-ESI-QTOF, HIGH
agilent | 6539 | unknown | unknown | esi | high | Agilent 6539, LC-ESI-QTOF, HIGH
agilent | 6538 | unknown | unknown | esi | high | Agilent 6538, LC-ESI-QTOF, HIGH
agilent | 6537 | unknown | unknown | esi | high | Agilent 6537, LC-ESI-QTOF, HIGH
agilent | 6536 | unknown | unknown | esi | high | Agilent 6536, LC-ESI-QTOF, HIGH
agilent | 6535 | unknown | unknown | esi | high | Agilent 6535, LC-ESI-QTOF, HIGH
unknown | 6662 | lc | qtof | esi | unknown | Agilent 6662, LC-ESI-QTOF, UNKNOWN
unknown | 6661 | lc | qtof | esi | unknown | Agilent 6661, LC-ESI-QTOF, UNKNOWN
unknown | 6660 | lc | qtof | esi | unknown | Agilent 6660, LC-ESI-QTOF, UNKNOWN
unknown | 6659 | lc | qtof | esi | unknown | Agilent 6659, LC-ESI-QTOF, UNKNOWN
unknown | 6658 | lc | qtof | esi | unknown | Agilent 6658, LC-ESI-QTOF, UNKNOWN
agilent | 6550 | lc | qtof | esi | high | Agilent 6550, LC-ESI-QTOF, HIGH
unknown | 7100 | ce | qtof | esi | unknown | Agilent 7100, CE-ESI-QTOF, UNKNOWN
unknown | 6680 | lc | qtof | esi | unknown | Agilent 6680, LC-ESI-QTOF, UNKNOWN
unknown | 6679 | lc | qtof | esi | unknown | Agilent 6679, LC-ESI-QTOF, UNKNOWN
unknown | 6678 | lc | qtof | esi | unknown | Agilent 6678, LC-ESI-QTOF, UNKNOWN
unknown | 6677 | lc | qtof | esi | unknown | Agilent 6677, LC-ESI-QTOF, UNKNOWN
unknown | 6676 | lc | qtof | esi | unknown | Agilent 6676, LC-ESI-QTOF, UNKNOWN
unknown | 6675 | lc | qtof | esi | unknown | Agilent 6675, LC-ESI-QTOF, UNKNOWN
unknown | 6674 | lc | qtof | esi | unknown | Agilent 6674, LC-ESI-QTOF, UNKNOWN
unknown | 6646 | lc | qtof | esi | unknown | Agilent 6646, LC-ESI-QTOF, UNKNOWN
unknown | 6645 | lc | qtof | esi | unknown | Agilent 6645, LC-ESI-QTOF, UNKNOWN
unknown | 6644 | lc | qtof | esi | unknown | Agilent 6644, LC-ESI-QTOF, UNKNOWN
unknown | 6643 | lc | qtof | esi | unknown | Agilent 6643, LC-ESI-QTOF, UNKNOWN
unknown | 6642 | lc | qtof | esi | unknown | Agilent 6642, LC-ESI-QTOF, UNKNOWN
unknown | 6673 | lc | qtof | esi | unknown | Agilent 6673, LC-ESI-QTOF, UNKNOWN
unknown | 6672 | lc | qtof | esi | unknown | Agilent 6672, LC-ESI-QTOF, UNKNOWN
unknown | 6671 | lc | qtof | esi | unknown | Agilent 6671, LC-ESI-QTOF, UNKNOWN
unknown | 6670 | lc | qtof | esi | unknown | Agilent 6670, LC-ESI-QTOF, UNKNOWN
unknown | 6669 | lc | qtof | esi | unknown | Agilent 6669, LC-ESI-QTOF, UNKNOWN
unknown | 6668 | lc | qtof | esi | unknown | Agilent 6668, LC-ESI-QTOF, UNKNOWN
unknown | 6667 | lc | qtof | esi | unknown | Agilent 6667, LC-ESI-QTOF, UNKNOWN
unknown | 6666 | lc | qtof | esi | unknown | Agilent 6666, LC-ESI-QTOF, UNKNOWN
unknown | 6665 | lc | qtof | esi | unknown | Agilent 6665, LC-ESI-QTOF, UNKNOWN
unknown | 6664 | lc | qtof | esi | unknown | Agilent 6664, LC-ESI-QTOF, UNKNOWN
unknown | 6663 | lc | qtof | esi | unknown | Agilent 6663, LC-ESI-QTOF, UNKNOWN
unknown | 6630 | lc | qtof | esi | unknown | Agilent 6630, LC-ESI-QTOF, UNKNOWN
unknown | 6629 | lc | qtof | esi | unknown | Agilent 6629, LC-ESI-QTOF, UNKNOWN
unknown | 6628 | lc | qtof | esi | unknown | Agilent 6628, LC-ESI-QTOF, UNKNOWN
unknown | 6627 | lc | qtof | esi | unknown | Agilent 6627, LC-ESI-QTOF, UNKNOWN
unknown | 6626 | lc | qtof | esi | unknown | Agilent 6626, LC-ESI-QTOF, UNKNOWN
unknown | 6657 | lc | qtof | esi | unknown | Agilent 6657, LC-ESI-QTOF, UNKNOWN
unknown | 6656 | lc | qtof | esi | unknown | Agilent 6656, LC-ESI-QTOF, UNKNOWN
unknown | 6655 | lc | qtof | esi | unknown | Agilent 6655, LC-ESI-QTOF, UNKNOWN
unknown | 6654 | lc | qtof | esi | unknown | Agilent 6654, LC-ESI-QTOF, UNKNOWN
unknown | 6653 | lc | qtof | esi | unknown | Agilent 6653, LC-ESI-QTOF, UNKNOWN
unknown | 6652 | lc | qtof | esi | unknown | Agilent 6652, LC-ESI-QTOF, UNKNOWN
unknown | 6651 | lc | qtof | esi | unknown | Agilent 6651, LC-ESI-QTOF, UNKNOWN
unknown | 6650 | lc | qtof | esi | unknown | Agilent 6650, LC-ESI-QTOF, UNKNOWN
unknown | 6649 | lc | qtof | esi | unknown | Agilent 6649, LC-ESI-QTOF, UNKNOWN
unknown | 6648 | lc | qtof | esi | unknown | Agilent 6648, LC-ESI-QTOF, UNKNOWN
unknown | 6647 | lc | qtof | esi | unknown | Agilent 6647, LC-ESI-QTOF, UNKNOWN
unknown | 6614 | lc | qtof | esi | unknown | Agilent 6614, LC-ESI-QTOF, UNKNOWN
unknown | 6613 | lc | qtof | esi | unknown | Agilent 6613, LC-ESI-QTOF, UNKNOWN
unknown | 6612 | lc | qtof | esi | unknown | Agilent 6612, LC-ESI-QTOF, UNKNOWN
unknown | 6611 | lc | qtof | esi | unknown | Agilent 6611, LC-ESI-QTOF, UNKNOWN
unknown | 6610 | lc | qtof | esi | unknown | Agilent 6610, LC-ESI-QTOF, UNKNOWN
unknown | 6641 | lc | qtof | esi | unknown | Agilent 6641, LC-ESI-QTOF, UNKNOWN
unknown | 6640 | lc | qtof | esi | unknown | Agilent 6640, LC-ESI-QTOF, UNKNOWN
unknown | 6639 | lc | qtof | esi | unknown | Agilent 6639, LC-ESI-QTOF, UNKNOWN
unknown | 6638 | lc | qtof | esi | unknown | Agilent 6638, LC-ESI-QTOF, UNKNOWN
unknown | 6637 | lc | qtof | esi | unknown | Agilent 6637, LC-ESI-QTOF, UNKNOWN
unknown | 6636 | lc | qtof | esi | unknown | Agilent 6636, LC-ESI-QTOF, UNKNOWN
unknown | 6635 | lc | qtof | esi | unknown | Agilent 6635, LC-ESI-QTOF, UNKNOWN
unknown | 6634 | lc | qtof | esi | unknown | Agilent 6634, LC-ESI-QTOF, UNKNOWN
unknown | 6633 | lc | qtof | esi | unknown | Agilent 6633, LC-ESI-QTOF, UNKNOWN
unknown | 6632 | lc | qtof | esi | unknown | Agilent 6632, LC-ESI-QTOF, UNKNOWN
unknown | 6631 | lc | qtof | esi | unknown | Agilent 6631, LC-ESI-QTOF, UNKNOWN
unknown | 6597 | lc | qtof | esi | unknown | Agilent 6597, LC-ESI-QTOF, UNKNOWN
unknown | 6596 | lc | qtof | esi | unknown | Agilent 6596, LC-ESI-QTOF, UNKNOWN
unknown | 6595 | lc | qtof | esi | unknown | Agilent 6595, LC-ESI-QTOF, UNKNOWN
unknown | 6594 | lc | qtof | esi | unknown | Agilent 6594, LC-ESI-QTOF, UNKNOWN
unknown | 6593 | lc | qtof | esi | unknown | Agilent 6593, LC-ESI-QTOF, UNKNOWN
unknown | 6625 | lc | qtof | esi | unknown | Agilent 6625, LC-ESI-QTOF, UNKNOWN
unknown | 6624 | lc | qtof | esi | unknown | Agilent 6624, LC-ESI-QTOF, UNKNOWN
unknown | 6623 | lc | qtof | esi | unknown | Agilent 6623, LC-ESI-QTOF, UNKNOWN
unknown | 6622 | lc | qtof | esi | unknown | Agilent 6622, LC-ESI-QTOF, UNKNOWN
unknown | 6621 | lc | qtof | esi | unknown | Agilent 6621, LC-ESI-QTOF, UNKNOWN
unknown | 6620 | lc | qtof | esi | unknown | Agilent 6620, LC-ESI-QTOF, UNKNOWN
unknown | 6619 | lc | qtof | esi | unknown | Agilent 6619, LC-ESI-QTOF, UNKNOWN
unknown | 6618 | lc | qtof | esi | unknown | Agilent 6618, LC-ESI-QTOF, UNKNOWN
unknown | 6617 | lc | qtof | esi | unknown | Agilent 6617, LC-ESI-QTOF, UNKNOWN
unknown | 6616 | lc | qtof | esi | unknown | Agilent 6616, LC-ESI-QTOF, UNKNOWN
unknown | 6615 | lc | qtof | esi | unknown | Agilent 6615, LC-ESI-QTOF, UNKNOWN
unknown | 6580 | lc | qtof | esi | unknown | Agilent 6580, LC-ESI-QTOF, UNKNOWN
unknown | 6578 | lc | qtof | esi | unknown | Agilent 6578, LC-ESI-QTOF, UNKNOWN
unknown | 6577 | lc | qtof | esi | unknown | Agilent 6577, LC-ESI-QTOF, UNKNOWN
unknown | 6576 | lc | qtof | esi | unknown | Agilent 6576, LC-ESI-QTOF, UNKNOWN
unknown | 6575 | lc | qtof | esi | unknown | Agilent 6575, LC-ESI-QTOF, UNKNOWN
unknown | 6609 | lc | qtof | esi | unknown | Agilent 6609, LC-ESI-QTOF, UNKNOWN
unknown | 6608 | lc | qtof | esi | unknown | Agilent 6608, LC-ESI-QTOF, UNKNOWN
unknown | 6607 | lc | qtof | esi | unknown | Agilent 6607, LC-ESI-QTOF, UNKNOWN
unknown | 6606 | lc | qtof | esi | unknown | Agilent 6606, LC-ESI-QTOF, UNKNOWN
unknown | 6605 | lc | qtof | esi | unknown | Agilent 6605, LC-ESI-QTOF, UNKNOWN
unknown | 6604 | lc | qtof | esi | unknown | Agilent 6604, LC-ESI-QTOF, UNKNOWN
unknown | 6603 | lc | qtof | esi | unknown | Agilent 6603, LC-ESI-QTOF, UNKNOWN
unknown | 6602 | lc | qtof | esi | unknown | Agilent 6602, LC-ESI-QTOF, UNKNOWN
unknown | 6601 | lc | qtof | esi | unknown | Agilent 6601, LC-ESI-QTOF, UNKNOWN
unknown | 6599 | lc | qtof | esi | unknown | Agilent 6599, LC-ESI-QTOF, UNKNOWN
unknown | 6598 | lc | qtof | esi | unknown | Agilent 6598, LC-ESI-QTOF, UNKNOWN
unknown | 6563 | lc | qtof | esi | unknown | Agilent 6563, LC-ESI-QTOF, UNKNOWN
unknown | 6562 | lc | qtof | esi | unknown | Agilent 6562, LC-ESI-QTOF, UNKNOWN
unknown | 6561 | lc | qtof | esi | unknown | Agilent 6561, LC-ESI-QTOF, UNKNOWN
unknown | 6560 | lc | qtof | esi | unknown | Agilent 6560, LC-ESI-QTOF, UNKNOWN
unknown | 6559 | lc | qtof | esi | unknown | Agilent 6559, LC-ESI-QTOF, UNKNOWN
unknown | 6592 | lc | qtof | esi | unknown | Agilent 6592, LC-ESI-QTOF, UNKNOWN
unknown | 6591 | lc | qtof | esi | unknown | Agilent 6591, LC-ESI-QTOF, UNKNOWN
unknown | 6589 | lc | qtof | esi | unknown | Agilent 6589, LC-ESI-QTOF, UNKNOWN
unknown | 6588 | lc | qtof | esi | unknown | Agilent 6588, LC-ESI-QTOF, UNKNOWN
unknown | 6587 | lc | qtof | esi | unknown | Agilent 6587, LC-ESI-QTOF, UNKNOWN
unknown | 6586 | lc | qtof | esi | unknown | Agilent 6586, LC-ESI-QTOF, UNKNOWN
unknown | 6585 | lc | qtof | esi | unknown | Agilent 6585, LC-ESI-QTOF, UNKNOWN
unknown | 6584 | lc | qtof | esi | unknown | Agilent 6584, LC-ESI-QTOF, UNKNOWN
unknown | 6583 | lc | qtof | esi | unknown | Agilent 6583, LC-ESI-QTOF, UNKNOWN
unknown | 6582 | lc | qtof | esi | unknown | Agilent 6582, LC-ESI-QTOF, UNKNOWN
unknown | 6581 | lc | qtof | esi | unknown | Agilent 6581, LC-ESI-QTOF, UNKNOWN
unknown | 6547 | lc | qtof | esi | unknown | Agilent 6547, LC-ESI-QTOF, UNKNOWN
unknown | 6546 | lc | qtof | esi | unknown | Agilent 6546, LC-ESI-QTOF, UNKNOWN
unknown | 6545 | lc | qtof | esi | unknown | Agilent 6545, LC-ESI-QTOF, UNKNOWN
unknown | 6544 | lc | qtof | esi | unknown | Agilent 6544, LC-ESI-QTOF, UNKNOWN
unknown | 6543 | lc | qtof | esi | unknown | Agilent 6543, LC-ESI-QTOF, UNKNOWN
unknown | 6574 | lc | qtof | esi | unknown | Agilent 6574, LC-ESI-QTOF, UNKNOWN
unknown | 6573 | lc | qtof | esi | unknown | Agilent 6573, LC-ESI-QTOF, UNKNOWN
unknown | 6572 | lc | qtof | esi | unknown | Agilent 6572, LC-ESI-QTOF, UNKNOWN
unknown | 6571 | lc | qtof | esi | unknown | Agilent 6571, LC-ESI-QTOF, UNKNOWN
unknown | 6570 | lc | qtof | esi | unknown | Agilent 6570, LC-ESI-QTOF, UNKNOWN
unknown | 6569 | lc | qtof | esi | unknown | Agilent 6569, LC-ESI-QTOF, UNKNOWN
unknown | 6568 | lc | qtof | esi | unknown | Agilent 6568, LC-ESI-QTOF, UNKNOWN
unknown | 6567 | lc | qtof | esi | unknown | Agilent 6567, LC-ESI-QTOF, UNKNOWN
unknown | 6566 | lc | qtof | esi | unknown | Agilent 6566, LC-ESI-QTOF, UNKNOWN
unknown | 6565 | lc | qtof | esi | unknown | Agilent 6565, LC-ESI-QTOF, UNKNOWN
unknown | 6564 | lc | qtof | esi | unknown | Agilent 6564, LC-ESI-QTOF, UNKNOWN
unknown | 6531 | lc | qtof | esi | unknown | Agilent 6531, LC-ESI-QTOF, UNKNOWN
unknown | 6530 | lc | qtof | esi | unknown | Agilent 6530, LC-ESI-QTOF, UNKNOWN
unknown | 6410 | lc | qqq | esi | unknown | Agilent 6410, LC-ESI-QQQ, UNKNOWN
unknown | 6210 | ce | tof | esi | unknown | Agilent 6210, CE-ESI-TOF, UNKNOWN
unknown | 6210 | lc | tof | esi | unknown | Agilent 6210, LC-ESI-TOF, UNKNOWN
unknown | 6558 | lc | qtof | esi | unknown | Agilent 6558, LC-ESI-QTOF, UNKNOWN
unknown | 6557 | lc | qtof | esi | unknown | Agilent 6557, LC-ESI-QTOF, UNKNOWN
unknown | 6556 | lc | qtof | esi | unknown | Agilent 6556, LC-ESI-QTOF, UNKNOWN
unknown | 6555 | lc | qtof | esi | unknown | Agilent 6555, LC-ESI-QTOF, UNKNOWN
unknown | 6554 | lc | qtof | esi | unknown | Agilent 6554, LC-ESI-QTOF, UNKNOWN
unknown | 6553 | lc | qtof | esi | unknown | Agilent 6553, LC-ESI-QTOF, UNKNOWN
unknown | 6552 | lc | qtof | esi | unknown | Agilent 6552, LC-ESI-QTOF, UNKNOWN
unknown | 6551 | lc | qtof | esi | unknown | Agilent 6551, LC-ESI-QTOF, UNKNOWN
unknown | 6550 | lc | qtof | esi | unknown | Agilent 6550, LC-ESI-QTOF, UNKNOWN
unknown | 6549 | lc | qtof | esi | unknown | Agilent 6549, LC-ESI-QTOF, UNKNOWN
unknown | 6548 | lc | qtof | esi | unknown | Agilent 6548, LC-ESI-QTOF, UNKNOWN
unknown | 6674 | lc | qtof | unknown | high | Agilent 6674, LC-UNKNOWN-QTOF, HIGH
unknown | 6673 | lc | qtof | unknown | high | Agilent 6673, LC-UNKNOWN-QTOF, HIGH
unknown | 6672 | lc | qtof | unknown | high | Agilent 6672, LC-UNKNOWN-QTOF, HIGH
unknown | 6671 | lc | qtof | unknown | high | Agilent 6671, LC-UNKNOWN-QTOF, HIGH
unknown | 6670 | lc | qtof | unknown | high | Agilent 6670, LC-UNKNOWN-QTOF, HIGH
unknown | 6542 | lc | qtof | esi | unknown | Agilent 6542, LC-ESI-QTOF, UNKNOWN
unknown | 6541 | lc | qtof | esi | unknown | Agilent 6541, LC-ESI-QTOF, UNKNOWN
unknown | 6540 | lc | qtof | esi | unknown | Agilent 6540, LC-ESI-QTOF, UNKNOWN
unknown | 6539 | lc | qtof | esi | unknown | Agilent 6539, LC-ESI-QTOF, UNKNOWN
unknown | 6538 | lc | qtof | esi | unknown | Agilent 6538, LC-ESI-QTOF, UNKNOWN
unknown | 6537 | lc | qtof | esi | unknown | Agilent 6537, LC-ESI-QTOF, UNKNOWN
unknown | 6536 | lc | qtof | esi | unknown | Agilent 6536, LC-ESI-QTOF, UNKNOWN
unknown | 6535 | lc | qtof | esi | unknown | Agilent 6535, LC-ESI-QTOF, UNKNOWN
unknown | 6534 | lc | qtof | esi | unknown | Agilent 6534, LC-ESI-QTOF, UNKNOWN
unknown | 6533 | lc | qtof | esi | unknown | Agilent 6533, LC-ESI-QTOF, UNKNOWN
unknown | 6532 | lc | qtof | esi | unknown | Agilent 6532, LC-ESI-QTOF, UNKNOWN
unknown | 6659 | lc | qtof | unknown | high | Agilent 6659, LC-UNKNOWN-QTOF, HIGH
unknown | 6658 | lc | qtof | unknown | high | Agilent 6658, LC-UNKNOWN-QTOF, HIGH
unknown | 6657 | lc | qtof | unknown | high | Agilent 6657, LC-UNKNOWN-QTOF, HIGH
unknown | 6656 | lc | qtof | unknown | high | Agilent 6656, LC-UNKNOWN-QTOF, HIGH
unknown | 6655 | lc | qtof | unknown | high | Agilent 6655, LC-UNKNOWN-QTOF, HIGH
unknown | 6654 | lc | qtof | unknown | high | Agilent 6654, LC-UNKNOWN-QTOF, HIGH
agilent | 6549 | lc | qtof | esi | high | Agilent 6549, LC-ESI-QTOF, HIGH
unknown | 7100 | ce | qtof | unknown | high | Agilent 7100, CE-UNKNOWN-QTOF, HIGH
unknown | 6680 | lc | qtof | unknown | high | Agilent 6680, LC-UNKNOWN-QTOF, HIGH
unknown | 6679 | lc | qtof | unknown | high | Agilent 6679, LC-UNKNOWN-QTOF, HIGH
unknown | 6678 | lc | qtof | unknown | high | Agilent 6678, LC-UNKNOWN-QTOF, HIGH
unknown | 6677 | lc | qtof | unknown | high | Agilent 6677, LC-UNKNOWN-QTOF, HIGH
unknown | 6676 | lc | qtof | unknown | high | Agilent 6676, LC-UNKNOWN-QTOF, HIGH
unknown | 6675 | lc | qtof | unknown | high | Agilent 6675, LC-UNKNOWN-QTOF, HIGH
unknown | 6643 | lc | qtof | unknown | high | Agilent 6643, LC-UNKNOWN-QTOF, HIGH
unknown | 6642 | lc | qtof | unknown | high | Agilent 6642, LC-UNKNOWN-QTOF, HIGH
unknown | 6641 | lc | qtof | unknown | high | Agilent 6641, LC-UNKNOWN-QTOF, HIGH
unknown | 6640 | lc | qtof | unknown | high | Agilent 6640, LC-UNKNOWN-QTOF, HIGH
unknown | 6639 | lc | qtof | unknown | high | Agilent 6639, LC-UNKNOWN-QTOF, HIGH
unknown | 6638 | lc | qtof | unknown | high | Agilent 6638, LC-UNKNOWN-QTOF, HIGH
unknown | 6669 | lc | qtof | unknown | high | Agilent 6669, LC-UNKNOWN-QTOF, HIGH
unknown | 6668 | lc | qtof | unknown | high | Agilent 6668, LC-UNKNOWN-QTOF, HIGH
unknown | 6667 | lc | qtof | unknown | high | Agilent 6667, LC-UNKNOWN-QTOF, HIGH
unknown | 6666 | lc | qtof | unknown | high | Agilent 6666, LC-UNKNOWN-QTOF, HIGH
unknown | 6665 | lc | qtof | unknown | high | Agilent 6665, LC-UNKNOWN-QTOF, HIGH
unknown | 6664 | lc | qtof | unknown | high | Agilent 6664, LC-UNKNOWN-QTOF, HIGH
unknown | 6663 | lc | qtof | unknown | high | Agilent 6663, LC-UNKNOWN-QTOF, HIGH
unknown | 6662 | lc | qtof | unknown | high | Agilent 6662, LC-UNKNOWN-QTOF, HIGH
unknown | 6661 | lc | qtof | unknown | high | Agilent 6661, LC-UNKNOWN-QTOF, HIGH
unknown | 6660 | lc | qtof | unknown | high | Agilent 6660, LC-UNKNOWN-QTOF, HIGH
unknown | 6627 | lc | qtof | unknown | high | Agilent 6627, LC-UNKNOWN-QTOF, HIGH
unknown | 6626 | lc | qtof | unknown | high | Agilent 6626, LC-UNKNOWN-QTOF, HIGH
unknown | 6625 | lc | qtof | unknown | high | Agilent 6625, LC-UNKNOWN-QTOF, HIGH
unknown | 6624 | lc | qtof | unknown | high | Agilent 6624, LC-UNKNOWN-QTOF, HIGH
unknown | 6623 | lc | qtof | unknown | high | Agilent 6623, LC-UNKNOWN-QTOF, HIGH
unknown | 6622 | lc | qtof | unknown | high | Agilent 6622, LC-UNKNOWN-QTOF, HIGH
unknown | 6653 | lc | qtof | unknown | high | Agilent 6653, LC-UNKNOWN-QTOF, HIGH
unknown | 6652 | lc | qtof | unknown | high | Agilent 6652, LC-UNKNOWN-QTOF, HIGH
unknown | 6651 | lc | qtof | unknown | high | Agilent 6651, LC-UNKNOWN-QTOF, HIGH
unknown | 6650 | lc | qtof | unknown | high | Agilent 6650, LC-UNKNOWN-QTOF, HIGH
unknown | 6649 | lc | qtof | unknown | high | Agilent 6649, LC-UNKNOWN-QTOF, HIGH
unknown | 6648 | lc | qtof | unknown | high | Agilent 6648, LC-UNKNOWN-QTOF, HIGH
unknown | 6647 | lc | qtof | unknown | high | Agilent 6647, LC-UNKNOWN-QTOF, HIGH
unknown | 6646 | lc | qtof | unknown | high | Agilent 6646, LC-UNKNOWN-QTOF, HIGH
unknown | 6645 | lc | qtof | unknown | high | Agilent 6645, LC-UNKNOWN-QTOF, HIGH
unknown | 6644 | lc | qtof | unknown | high | Agilent 6644, LC-UNKNOWN-QTOF, HIGH
unknown | 6611 | lc | qtof | unknown | high | Agilent 6611, LC-UNKNOWN-QTOF, HIGH
unknown | 6610 | lc | qtof | unknown | high | Agilent 6610, LC-UNKNOWN-QTOF, HIGH
unknown | 6609 | lc | qtof | unknown | high | Agilent 6609, LC-UNKNOWN-QTOF, HIGH
unknown | 6608 | lc | qtof | unknown | high | Agilent 6608, LC-UNKNOWN-QTOF, HIGH
unknown | 6607 | lc | qtof | unknown | high | Agilent 6607, LC-UNKNOWN-QTOF, HIGH
unknown | 6606 | lc | qtof | unknown | high | Agilent 6606, LC-UNKNOWN-QTOF, HIGH
unknown | 6637 | lc | qtof | unknown | high | Agilent 6637, LC-UNKNOWN-QTOF, HIGH
unknown | 6636 | lc | qtof | unknown | high | Agilent 6636, LC-UNKNOWN-QTOF, HIGH
unknown | 6635 | lc | qtof | unknown | high | Agilent 6635, LC-UNKNOWN-QTOF, HIGH
unknown | 6634 | lc | qtof | unknown | high | Agilent 6634, LC-UNKNOWN-QTOF, HIGH
unknown | 6633 | lc | qtof | unknown | high | Agilent 6633, LC-UNKNOWN-QTOF, HIGH
unknown | 6632 | lc | qtof | unknown | high | Agilent 6632, LC-UNKNOWN-QTOF, HIGH
unknown | 6631 | lc | qtof | unknown | high | Agilent 6631, LC-UNKNOWN-QTOF, HIGH
unknown | 6630 | lc | qtof | unknown | high | Agilent 6630, LC-UNKNOWN-QTOF, HIGH
unknown | 6629 | lc | qtof | unknown | high | Agilent 6629, LC-UNKNOWN-QTOF, HIGH
unknown | 6628 | lc | qtof | unknown | high | Agilent 6628, LC-UNKNOWN-QTOF, HIGH
unknown | 6594 | lc | qtof | unknown | high | Agilent 6594, LC-UNKNOWN-QTOF, HIGH
unknown | 6593 | lc | qtof | unknown | high | Agilent 6593, LC-UNKNOWN-QTOF, HIGH
unknown | 6592 | lc | qtof | unknown | high | Agilent 6592, LC-UNKNOWN-QTOF, HIGH
unknown | 6591 | lc | qtof | unknown | high | Agilent 6591, LC-UNKNOWN-QTOF, HIGH
unknown | 6589 | lc | qtof | unknown | high | Agilent 6589, LC-UNKNOWN-QTOF, HIGH
unknown | 6588 | lc | qtof | unknown | high | Agilent 6588, LC-UNKNOWN-QTOF, HIGH
unknown | 6621 | lc | qtof | unknown | high | Agilent 6621, LC-UNKNOWN-QTOF, HIGH
unknown | 6620 | lc | qtof | unknown | high | Agilent 6620, LC-UNKNOWN-QTOF, HIGH
unknown | 6619 | lc | qtof | unknown | high | Agilent 6619, LC-UNKNOWN-QTOF, HIGH
unknown | 6618 | lc | qtof | unknown | high | Agilent 6618, LC-UNKNOWN-QTOF, HIGH
unknown | 6617 | lc | qtof | unknown | high | Agilent 6617, LC-UNKNOWN-QTOF, HIGH
unknown | 6616 | lc | qtof | unknown | high | Agilent 6616, LC-UNKNOWN-QTOF, HIGH
unknown | 6615 | lc | qtof | unknown | high | Agilent 6615, LC-UNKNOWN-QTOF, HIGH
unknown | 6614 | lc | qtof | unknown | high | Agilent 6614, LC-UNKNOWN-QTOF, HIGH
unknown | 6613 | lc | qtof | unknown | high | Agilent 6613, LC-UNKNOWN-QTOF, HIGH
unknown | 6612 | lc | qtof | unknown | high | Agilent 6612, LC-UNKNOWN-QTOF, HIGH
unknown | 6576 | lc | qtof | unknown | high | Agilent 6576, LC-UNKNOWN-QTOF, HIGH
unknown | 6575 | lc | qtof | unknown | high | Agilent 6575, LC-UNKNOWN-QTOF, HIGH
unknown | 6574 | lc | qtof | unknown | high | Agilent 6574, LC-UNKNOWN-QTOF, HIGH
unknown | 6573 | lc | qtof | unknown | high | Agilent 6573, LC-UNKNOWN-QTOF, HIGH
unknown | 6572 | lc | qtof | unknown | high | Agilent 6572, LC-UNKNOWN-QTOF, HIGH
unknown | 6571 | lc | qtof | unknown | high | Agilent 6571, LC-UNKNOWN-QTOF, HIGH
unknown | 6605 | lc | qtof | unknown | high | Agilent 6605, LC-UNKNOWN-QTOF, HIGH
unknown | 6604 | lc | qtof | unknown | high | Agilent 6604, LC-UNKNOWN-QTOF, HIGH
unknown | 6603 | lc | qtof | unknown | high | Agilent 6603, LC-UNKNOWN-QTOF, HIGH
unknown | 6602 | lc | qtof | unknown | high | Agilent 6602, LC-UNKNOWN-QTOF, HIGH
unknown | 6601 | lc | qtof | unknown | high | Agilent 6601, LC-UNKNOWN-QTOF, HIGH
unknown | 6599 | lc | qtof | unknown | high | Agilent 6599, LC-UNKNOWN-QTOF, HIGH
unknown | 6598 | lc | qtof | unknown | high | Agilent 6598, LC-UNKNOWN-QTOF, HIGH
unknown | 6597 | lc | qtof | unknown | high | Agilent 6597, LC-UNKNOWN-QTOF, HIGH
unknown | 6596 | lc | qtof | unknown | high | Agilent 6596, LC-UNKNOWN-QTOF, HIGH
unknown | 6595 | lc | qtof | unknown | high | Agilent 6595, LC-UNKNOWN-QTOF, HIGH
unknown | 6560 | lc | qtof | unknown | high | Agilent 6560, LC-UNKNOWN-QTOF, HIGH
unknown | 6559 | lc | qtof | unknown | high | Agilent 6559, LC-UNKNOWN-QTOF, HIGH
unknown | 6558 | lc | qtof | unknown | high | Agilent 6558, LC-UNKNOWN-QTOF, HIGH
unknown | 6557 | lc | qtof | unknown | high | Agilent 6557, LC-UNKNOWN-QTOF, HIGH
unknown | 6556 | lc | qtof | unknown | high | Agilent 6556, LC-UNKNOWN-QTOF, HIGH
unknown | 6555 | lc | qtof | unknown | high | Agilent 6555, LC-UNKNOWN-QTOF, HIGH
unknown | 6587 | lc | qtof | unknown | high | Agilent 6587, LC-UNKNOWN-QTOF, HIGH
unknown | 6586 | lc | qtof | unknown | high | Agilent 6586, LC-UNKNOWN-QTOF, HIGH
unknown | 6585 | lc | qtof | unknown | high | Agilent 6585, LC-UNKNOWN-QTOF, HIGH
unknown | 6584 | lc | qtof | unknown | high | Agilent 6584, LC-UNKNOWN-QTOF, HIGH
unknown | 6583 | lc | qtof | unknown | high | Agilent 6583, LC-UNKNOWN-QTOF, HIGH
unknown | 6582 | lc | qtof | unknown | high | Agilent 6582, LC-UNKNOWN-QTOF, HIGH
unknown | 6581 | lc | qtof | unknown | high | Agilent 6581, LC-UNKNOWN-QTOF, HIGH
unknown | 6580 | lc | qtof | unknown | high | Agilent 6580, LC-UNKNOWN-QTOF, HIGH
unknown | 6578 | lc | qtof | unknown | high | Agilent 6578, LC-UNKNOWN-QTOF, HIGH
unknown | 6577 | lc | qtof | unknown | high | Agilent 6577, LC-UNKNOWN-QTOF, HIGH
unknown | 6532 | unknown | unknown | unknown | high | Agilent 6532, LC-UNKNOWN-QTOF, HIGH
unknown | 6531 | unknown | unknown | unknown | high | Agilent 6531, LC-UNKNOWN-QTOF, HIGH
unknown | 6530 | unknown | unknown | unknown | high | Agilent 6530, LC-UNKNOWN-QTOF, HIGH
unknown | 6410 | unknown | unknown | unknown | low | Agilent 6410, LC-UNKNOWN-QQQ, LOW
unknown | 6210 | unknown | unknown | unknown | high | Agilent 6210, CE-UNKNOWN-TOF, HIGH
unknown | 6210 | unknown | unknown | unknown | high | Agilent 6210, CE-UNKNOWN-TOF, HIGH
unknown | 6570 | lc | qtof | unknown | high | Agilent 6570, LC-UNKNOWN-QTOF, HIGH
unknown | 6569 | lc | qtof | unknown | high | Agilent 6569, LC-UNKNOWN-QTOF, HIGH
unknown | 6568 | lc | qtof | unknown | high | Agilent 6568, LC-UNKNOWN-QTOF, HIGH
unknown | 6567 | lc | qtof | unknown | high | Agilent 6567, LC-UNKNOWN-QTOF, HIGH
unknown | 6566 | lc | qtof | unknown | high | Agilent 6566, LC-UNKNOWN-QTOF, HIGH
unknown | 6565 | lc | qtof | unknown | high | Agilent 6565, LC-UNKNOWN-QTOF, HIGH
unknown | 6564 | lc | qtof | unknown | high | Agilent 6564, LC-UNKNOWN-QTOF, HIGH
unknown | 6563 | lc | qtof | unknown | high | Agilent 6563, LC-UNKNOWN-QTOF, HIGH
unknown | 6562 | lc | qtof | unknown | high | Agilent 6562, LC-UNKNOWN-QTOF, HIGH
unknown | 6561 | lc | qtof | unknown | high | Agilent 6561, LC-UNKNOWN-QTOF, HIGH
unknown | 6548 | unknown | unknown | unknown | high | Agilent 6548, LC-UNKNOWN-QTOF, HIGH
unknown | 6547 | unknown | unknown | unknown | high | Agilent 6547, LC-UNKNOWN-QTOF, HIGH
unknown | 6546 | unknown | unknown | unknown | high | Agilent 6546, LC-UNKNOWN-QTOF, HIGH
unknown | 6545 | unknown | unknown | unknown | high | Agilent 6545, LC-UNKNOWN-QTOF, HIGH
unknown | 6544 | unknown | unknown | unknown | high | Agilent 6544, LC-UNKNOWN-QTOF, HIGH
unknown | 6543 | unknown | unknown | unknown | high | Agilent 6543, LC-UNKNOWN-QTOF, HIGH
unknown | 6542 | unknown | unknown | unknown | high | Agilent 6542, LC-UNKNOWN-QTOF, HIGH
unknown | 6541 | unknown | unknown | unknown | high | Agilent 6541, LC-UNKNOWN-QTOF, HIGH
unknown | 6540 | unknown | unknown | unknown | high | Agilent 6540, LC-UNKNOWN-QTOF, HIGH
unknown | 6539 | unknown | unknown | unknown | high | Agilent 6539, LC-UNKNOWN-QTOF, HIGH
unknown | 6538 | unknown | unknown | unknown | high | Agilent 6538, LC-UNKNOWN-QTOF, HIGH
unknown | 6537 | unknown | unknown | unknown | high | Agilent 6537, LC-UNKNOWN-QTOF, HIGH
unknown | 6536 | unknown | unknown | unknown | high | Agilent 6536, LC-UNKNOWN-QTOF, HIGH
unknown | 6535 | unknown | unknown | unknown | high | Agilent 6535, LC-UNKNOWN-QTOF, HIGH
unknown | 6534 | unknown | unknown | unknown | high | Agilent 6534, LC-UNKNOWN-QTOF, HIGH
unknown | 6533 | unknown | unknown | unknown | high | Agilent 6533, LC-UNKNOWN-QTOF, HIGH
unknown | 6564 | unknown | unknown | unknown | high | Agilent 6564, LC-UNKNOWN-QTOF, HIGH
unknown | 6563 | unknown | unknown | unknown | high | Agilent 6563, LC-UNKNOWN-QTOF, HIGH
unknown | 6562 | unknown | unknown | unknown | high | Agilent 6562, LC-UNKNOWN-QTOF, HIGH
unknown | 6561 | unknown | unknown | unknown | high | Agilent 6561, LC-UNKNOWN-QTOF, HIGH
unknown | 6560 | unknown | unknown | unknown | high | Agilent 6560, LC-UNKNOWN-QTOF, HIGH
unknown | 6559 | unknown | unknown | unknown | high | Agilent 6559, LC-UNKNOWN-QTOF, HIGH
unknown | 6558 | unknown | unknown | unknown | high | Agilent 6558, LC-UNKNOWN-QTOF, HIGH
unknown | 6557 | unknown | unknown | unknown | high | Agilent 6557, LC-UNKNOWN-QTOF, HIGH
unknown | 6556 | unknown | unknown | unknown | high | Agilent 6556, LC-UNKNOWN-QTOF, HIGH
unknown | 6555 | unknown | unknown | unknown | high | Agilent 6555, LC-UNKNOWN-QTOF, HIGH
unknown | 6554 | unknown | unknown | unknown | high | Agilent 6554, LC-UNKNOWN-QTOF, HIGH
unknown | 6553 | unknown | unknown | unknown | high | Agilent 6553, LC-UNKNOWN-QTOF, HIGH
unknown | 6552 | unknown | unknown | unknown | high | Agilent 6552, LC-UNKNOWN-QTOF, HIGH
unknown | 6551 | unknown | unknown | unknown | high | Agilent 6551, LC-UNKNOWN-QTOF, HIGH
unknown | 6550 | unknown | unknown | unknown | high | Agilent 6550, LC-UNKNOWN-QTOF, HIGH
unknown | 6549 | unknown | unknown | unknown | high | Agilent 6549, LC-UNKNOWN-QTOF, HIGH
unknown | 6581 | unknown | unknown | unknown | high | Agilent 6581, LC-UNKNOWN-QTOF, HIGH
unknown | 6580 | unknown | unknown | unknown | high | Agilent 6580, LC-UNKNOWN-QTOF, HIGH
unknown | 6578 | unknown | unknown | unknown | high | Agilent 6578, LC-UNKNOWN-QTOF, HIGH
unknown | 6577 | unknown | unknown | unknown | high | Agilent 6577, LC-UNKNOWN-QTOF, HIGH
unknown | 6576 | unknown | unknown | unknown | high | Agilent 6576, LC-UNKNOWN-QTOF, HIGH
unknown | 6575 | unknown | unknown | unknown | high | Agilent 6575, LC-UNKNOWN-QTOF, HIGH
unknown | 6574 | unknown | unknown | unknown | high | Agilent 6574, LC-UNKNOWN-QTOF, HIGH
unknown | 6573 | unknown | unknown | unknown | high | Agilent 6573, LC-UNKNOWN-QTOF, HIGH
unknown | 6572 | unknown | unknown | unknown | high | Agilent 6572, LC-UNKNOWN-QTOF, HIGH
unknown | 6571 | unknown | unknown | unknown | high | Agilent 6571, LC-UNKNOWN-QTOF, HIGH
unknown | 6570 | unknown | unknown | unknown | high | Agilent 6570, LC-UNKNOWN-QTOF, HIGH
unknown | 6569 | unknown | unknown | unknown | high | Agilent 6569, LC-UNKNOWN-QTOF, HIGH
unknown | 6568 | unknown | unknown | unknown | high | Agilent 6568, LC-UNKNOWN-QTOF, HIGH
unknown | 6567 | unknown | unknown | unknown | high | Agilent 6567, LC-UNKNOWN-QTOF, HIGH
unknown | 6566 | unknown | unknown | unknown | high | Agilent 6566, LC-UNKNOWN-QTOF, HIGH
unknown | 6565 | unknown | unknown | unknown | high | Agilent 6565, LC-UNKNOWN-QTOF, HIGH
unknown | 6598 | unknown | unknown | unknown | high | Agilent 6598, LC-UNKNOWN-QTOF, HIGH
unknown | 6597 | unknown | unknown | unknown | high | Agilent 6597, LC-UNKNOWN-QTOF, HIGH
unknown | 6596 | unknown | unknown | unknown | high | Agilent 6596, LC-UNKNOWN-QTOF, HIGH
unknown | 6595 | unknown | unknown | unknown | high | Agilent 6595, LC-UNKNOWN-QTOF, HIGH
unknown | 6594 | unknown | unknown | unknown | high | Agilent 6594, LC-UNKNOWN-QTOF, HIGH
unknown | 6593 | unknown | unknown | unknown | high | Agilent 6593, LC-UNKNOWN-QTOF, HIGH
unknown | 6592 | unknown | unknown | unknown | high | Agilent 6592, LC-UNKNOWN-QTOF, HIGH
unknown | 6591 | unknown | unknown | unknown | high | Agilent 6591, LC-UNKNOWN-QTOF, HIGH
unknown | 6589 | unknown | unknown | unknown | high | Agilent 6589, LC-UNKNOWN-QTOF, HIGH
unknown | 6588 | unknown | unknown | unknown | high | Agilent 6588, LC-UNKNOWN-QTOF, HIGH
unknown | 6587 | unknown | unknown | unknown | high | Agilent 6587, LC-UNKNOWN-QTOF, HIGH
unknown | 6586 | unknown | unknown | unknown | high | Agilent 6586, LC-UNKNOWN-QTOF, HIGH
unknown | 6585 | unknown | unknown | unknown | high | Agilent 6585, LC-UNKNOWN-QTOF, HIGH
unknown | 6584 | unknown | unknown | unknown | high | Agilent 6584, LC-UNKNOWN-QTOF, HIGH
unknown | 6583 | unknown | unknown | unknown | high | Agilent 6583, LC-UNKNOWN-QTOF, HIGH
unknown | 6582 | unknown | unknown | unknown | high | Agilent 6582, LC-UNKNOWN-QTOF, HIGH
unknown | 6615 | unknown | unknown | unknown | high | Agilent 6615, LC-UNKNOWN-QTOF, HIGH
unknown | 6614 | unknown | unknown | unknown | high | Agilent 6614, LC-UNKNOWN-QTOF, HIGH
unknown | 6613 | unknown | unknown | unknown | high | Agilent 6613, LC-UNKNOWN-QTOF, HIGH
unknown | 6612 | unknown | unknown | unknown | high | Agilent 6612, LC-UNKNOWN-QTOF, HIGH
unknown | 6611 | unknown | unknown | unknown | high | Agilent 6611, LC-UNKNOWN-QTOF, HIGH
unknown | 6610 | unknown | unknown | unknown | high | Agilent 6610, LC-UNKNOWN-QTOF, HIGH
unknown | 6609 | unknown | unknown | unknown | high | Agilent 6609, LC-UNKNOWN-QTOF, HIGH
unknown | 6608 | unknown | unknown | unknown | high | Agilent 6608, LC-UNKNOWN-QTOF, HIGH
unknown | 6607 | unknown | unknown | unknown | high | Agilent 6607, LC-UNKNOWN-QTOF, HIGH
unknown | 6606 | unknown | unknown | unknown | high | Agilent 6606, LC-UNKNOWN-QTOF, HIGH
unknown | 6605 | unknown | unknown | unknown | high | Agilent 6605, LC-UNKNOWN-QTOF, HIGH
unknown | 6604 | unknown | unknown | unknown | high | Agilent 6604, LC-UNKNOWN-QTOF, HIGH
unknown | 6603 | unknown | unknown | unknown | high | Agilent 6603, LC-UNKNOWN-QTOF, HIGH
unknown | 6602 | unknown | unknown | unknown | high | Agilent 6602, LC-UNKNOWN-QTOF, HIGH
unknown | 6601 | unknown | unknown | unknown | high | Agilent 6601, LC-UNKNOWN-QTOF, HIGH
unknown | 6599 | unknown | unknown | unknown | high | Agilent 6599, LC-UNKNOWN-QTOF, HIGH
unknown | 6631 | unknown | unknown | unknown | high | Agilent 6631, LC-UNKNOWN-QTOF, HIGH
unknown | 6630 | unknown | unknown | unknown | high | Agilent 6630, LC-UNKNOWN-QTOF, HIGH
unknown | 6629 | unknown | unknown | unknown | high | Agilent 6629, LC-UNKNOWN-QTOF, HIGH
unknown | 6628 | unknown | unknown | unknown | high | Agilent 6628, LC-UNKNOWN-QTOF, HIGH
unknown | 6627 | unknown | unknown | unknown | high | Agilent 6627, LC-UNKNOWN-QTOF, HIGH
unknown | 6626 | unknown | unknown | unknown | high | Agilent 6626, LC-UNKNOWN-QTOF, HIGH
unknown | 6625 | unknown | unknown | unknown | high | Agilent 6625, LC-UNKNOWN-QTOF, HIGH
unknown | 6624 | unknown | unknown | unknown | high | Agilent 6624, LC-UNKNOWN-QTOF, HIGH
unknown | 6623 | unknown | unknown | unknown | high | Agilent 6623, LC-UNKNOWN-QTOF, HIGH
unknown | 6622 | unknown | unknown | unknown | high | Agilent 6622, LC-UNKNOWN-QTOF, HIGH
unknown | 6621 | unknown | unknown | unknown | high | Agilent 6621, LC-UNKNOWN-QTOF, HIGH
unknown | 6620 | unknown | unknown | unknown | high | Agilent 6620, LC-UNKNOWN-QTOF, HIGH
unknown | 6619 | unknown | unknown | unknown | high | Agilent 6619, LC-UNKNOWN-QTOF, HIGH
unknown | 6618 | unknown | unknown | unknown | high | Agilent 6618, LC-UNKNOWN-QTOF, HIGH
unknown | 6617 | unknown | unknown | unknown | high | Agilent 6617, LC-UNKNOWN-QTOF, HIGH
unknown | 6616 | unknown | unknown | unknown | high | Agilent 6616, LC-UNKNOWN-QTOF, HIGH
unknown | 6647 | unknown | unknown | unknown | high | Agilent 6647, LC-UNKNOWN-QTOF, HIGH
unknown | 6646 | unknown | unknown | unknown | high | Agilent 6646, LC-UNKNOWN-QTOF, HIGH
unknown | 6645 | unknown | unknown | unknown | high | Agilent 6645, LC-UNKNOWN-QTOF, HIGH
unknown | 6644 | unknown | unknown | unknown | high | Agilent 6644, LC-UNKNOWN-QTOF, HIGH
unknown | 6643 | unknown | unknown | unknown | high | Agilent 6643, LC-UNKNOWN-QTOF, HIGH
unknown | 6642 | unknown | unknown | unknown | high | Agilent 6642, LC-UNKNOWN-QTOF, HIGH
unknown | 6641 | unknown | unknown | unknown | high | Agilent 6641, LC-UNKNOWN-QTOF, HIGH
unknown | 6640 | unknown | unknown | unknown | high | Agilent 6640, LC-UNKNOWN-QTOF, HIGH
unknown | 6639 | unknown | unknown | unknown | high | Agilent 6639, LC-UNKNOWN-QTOF, HIGH
unknown | 6638 | unknown | unknown | unknown | high | Agilent 6638, LC-UNKNOWN-QTOF, HIGH
unknown | 6637 | unknown | unknown | unknown | high | Agilent 6637, LC-UNKNOWN-QTOF, HIGH
unknown | 6636 | unknown | unknown | unknown | high | Agilent 6636, LC-UNKNOWN-QTOF, HIGH
unknown | 6635 | unknown | unknown | unknown | high | Agilent 6635, LC-UNKNOWN-QTOF, HIGH
unknown | 6634 | unknown | unknown | unknown | high | Agilent 6634, LC-UNKNOWN-QTOF, HIGH
unknown | 6633 | unknown | unknown | unknown | high | Agilent 6633, LC-UNKNOWN-QTOF, HIGH
unknown | 6632 | unknown | unknown | unknown | high | Agilent 6632, LC-UNKNOWN-QTOF, HIGH
unknown | 6663 | unknown | unknown | unknown | high | Agilent 6663, LC-UNKNOWN-QTOF, HIGH
unknown | 6662 | unknown | unknown | unknown | high | Agilent 6662, LC-UNKNOWN-QTOF, HIGH
unknown | 6661 | unknown | unknown | unknown | high | Agilent 6661, LC-UNKNOWN-QTOF, HIGH
unknown | 6660 | unknown | unknown | unknown | high | Agilent 6660, LC-UNKNOWN-QTOF, HIGH
unknown | 6659 | unknown | unknown | unknown | high | Agilent 6659, LC-UNKNOWN-QTOF, HIGH
unknown | 6658 | unknown | unknown | unknown | high | Agilent 6658, LC-UNKNOWN-QTOF, HIGH
unknown | 6657 | unknown | unknown | unknown | high | Agilent 6657, LC-UNKNOWN-QTOF, HIGH
unknown | 6656 | unknown | unknown | unknown | high | Agilent 6656, LC-UNKNOWN-QTOF, HIGH
unknown | 6655 | unknown | unknown | unknown | high | Agilent 6655, LC-UNKNOWN-QTOF, HIGH
unknown | 6654 | unknown | unknown | unknown | high | Agilent 6654, LC-UNKNOWN-QTOF, HIGH
unknown | 6653 | unknown | unknown | unknown | high | Agilent 6653, LC-UNKNOWN-QTOF, HIGH
unknown | 6652 | unknown | unknown | unknown | high | Agilent 6652, LC-UNKNOWN-QTOF, HIGH
unknown | 6651 | unknown | unknown | unknown | high | Agilent 6651, LC-UNKNOWN-QTOF, HIGH
unknown | 6650 | unknown | unknown | unknown | high | Agilent 6650, LC-UNKNOWN-QTOF, HIGH
unknown | 6649 | unknown | unknown | unknown | high | Agilent 6649, LC-UNKNOWN-QTOF, HIGH
unknown | 6648 | unknown | unknown | unknown | high | Agilent 6648, LC-UNKNOWN-QTOF, HIGH
unknown | 6679 | unknown | unknown | unknown | high | Agilent 6679, LC-UNKNOWN-QTOF, HIGH
unknown | 6678 | unknown | unknown | unknown | high | Agilent 6678, LC-UNKNOWN-QTOF, HIGH
unknown | 6677 | unknown | unknown | unknown | high | Agilent 6677, LC-UNKNOWN-QTOF, HIGH
unknown | 6676 | unknown | unknown | unknown | high | Agilent 6676, LC-UNKNOWN-QTOF, HIGH
unknown | 6675 | unknown | unknown | unknown | high | Agilent 6675, LC-UNKNOWN-QTOF, HIGH
unknown | 6674 | unknown | unknown | unknown | high | Agilent 6674, LC-UNKNOWN-QTOF, HIGH
unknown | 6673 | unknown | unknown | unknown | high | Agilent 6673, LC-UNKNOWN-QTOF, HIGH
unknown | 6672 | unknown | unknown | unknown | high | Agilent 6672, LC-UNKNOWN-QTOF, HIGH
unknown | 6671 | unknown | unknown | unknown | high | Agilent 6671, LC-UNKNOWN-QTOF, HIGH
unknown | 6670 | unknown | unknown | unknown | high | Agilent 6670, LC-UNKNOWN-QTOF, HIGH
unknown | 6669 | unknown | unknown | unknown | high | Agilent 6669, LC-UNKNOWN-QTOF, HIGH
unknown | 6668 | unknown | unknown | unknown | high | Agilent 6668, LC-UNKNOWN-QTOF, HIGH
unknown | 6667 | unknown | unknown | unknown | high | Agilent 6667, LC-UNKNOWN-QTOF, HIGH
unknown | 6666 | unknown | unknown | unknown | high | Agilent 6666, LC-UNKNOWN-QTOF, HIGH
unknown | 6665 | unknown | unknown | unknown | high | Agilent 6665, LC-UNKNOWN-QTOF, HIGH
unknown | 6664 | unknown | unknown | unknown | high | Agilent 6664, LC-UNKNOWN-QTOF, HIGH
unknown | 6537 | unknown | unknown | esi | unknown | Agilent 6537, LC-ESI-QTOF, UNKNOWN
unknown | 6536 | unknown | unknown | esi | unknown | Agilent 6536, LC-ESI-QTOF, UNKNOWN
unknown | 6535 | unknown | unknown | esi | unknown | Agilent 6535, LC-ESI-QTOF, UNKNOWN
unknown | 6534 | unknown | unknown | esi | unknown | Agilent 6534, LC-ESI-QTOF, UNKNOWN
unknown | 6533 | unknown | unknown | esi | unknown | Agilent 6533, LC-ESI-QTOF, UNKNOWN
unknown | 6532 | unknown | unknown | esi | unknown | Agilent 6532, LC-ESI-QTOF, UNKNOWN
unknown | 6531 | unknown | unknown | esi | unknown | Agilent 6531, LC-ESI-QTOF, UNKNOWN
unknown | 6530 | unknown | unknown | esi | unknown | Agilent 6530, LC-ESI-QTOF, UNKNOWN
unknown | 6410 | unknown | unknown | esi | unknown | Agilent 6410, LC-ESI-QQQ, UNKNOWN
unknown | 6210 | unknown | unknown | esi | unknown | Agilent 6210, LC-ESI-TOF, UNKNOWN
unknown | 6210 | unknown | unknown | esi | unknown | Agilent 6210, LC-ESI-TOF, UNKNOWN
agilent | 6548 | lc | qtof | esi | high | Agilent 6548, LC-ESI-QTOF, HIGH
unknown | 7100 | unknown | unknown | unknown | high | Agilent 7100, CE-UNKNOWN-QTOF, HIGH
unknown | 6680 | unknown | unknown | unknown | high | Agilent 6680, LC-UNKNOWN-QTOF, HIGH
unknown | 6553 | unknown | unknown | esi | unknown | Agilent 6553, LC-ESI-QTOF, UNKNOWN
unknown | 6552 | unknown | unknown | esi | unknown | Agilent 6552, LC-ESI-QTOF, UNKNOWN
unknown | 6551 | unknown | unknown | esi | unknown | Agilent 6551, LC-ESI-QTOF, UNKNOWN
unknown | 6550 | unknown | unknown | esi | unknown | Agilent 6550, LC-ESI-QTOF, UNKNOWN
unknown | 6549 | unknown | unknown | esi | unknown | Agilent 6549, LC-ESI-QTOF, UNKNOWN
unknown | 6548 | unknown | unknown | esi | unknown | Agilent 6548, LC-ESI-QTOF, UNKNOWN
unknown | 6547 | unknown | unknown | esi | unknown | Agilent 6547, LC-ESI-QTOF, UNKNOWN
unknown | 6546 | unknown | unknown | esi | unknown | Agilent 6546, LC-ESI-QTOF, UNKNOWN
unknown | 6545 | unknown | unknown | esi | unknown | Agilent 6545, LC-ESI-QTOF, UNKNOWN
unknown | 6544 | unknown | unknown | esi | unknown | Agilent 6544, LC-ESI-QTOF, UNKNOWN
unknown | 6543 | unknown | unknown | esi | unknown | Agilent 6543, LC-ESI-QTOF, UNKNOWN
unknown | 6542 | unknown | unknown | esi | unknown | Agilent 6542, LC-ESI-QTOF, UNKNOWN
unknown | 6541 | unknown | unknown | esi | unknown | Agilent 6541, LC-ESI-QTOF, UNKNOWN
unknown | 6540 | unknown | unknown | esi | unknown | Agilent 6540, LC-ESI-QTOF, UNKNOWN
unknown | 6539 | unknown | unknown | esi | unknown | Agilent 6539, LC-ESI-QTOF, UNKNOWN
unknown | 6538 | unknown | unknown | esi | unknown | Agilent 6538, LC-ESI-QTOF, UNKNOWN
unknown | 6569 | unknown | unknown | esi | unknown | Agilent 6569, LC-ESI-QTOF, UNKNOWN
unknown | 6568 | unknown | unknown | esi | unknown | Agilent 6568, LC-ESI-QTOF, UNKNOWN
unknown | 6567 | unknown | unknown | esi | unknown | Agilent 6567, LC-ESI-QTOF, UNKNOWN
unknown | 6566 | unknown | unknown | esi | unknown | Agilent 6566, LC-ESI-QTOF, UNKNOWN
unknown | 6565 | unknown | unknown | esi | unknown | Agilent 6565, LC-ESI-QTOF, UNKNOWN
unknown | 6564 | unknown | unknown | esi | unknown | Agilent 6564, LC-ESI-QTOF, UNKNOWN
unknown | 6563 | unknown | unknown | esi | unknown | Agilent 6563, LC-ESI-QTOF, UNKNOWN
unknown | 6562 | unknown | unknown | esi | unknown | Agilent 6562, LC-ESI-QTOF, UNKNOWN
unknown | 6561 | unknown | unknown | esi | unknown | Agilent 6561, LC-ESI-QTOF, UNKNOWN
unknown | 6560 | unknown | unknown | esi | unknown | Agilent 6560, LC-ESI-QTOF, UNKNOWN
unknown | 6559 | unknown | unknown | esi | unknown | Agilent 6559, LC-ESI-QTOF, UNKNOWN
unknown | 6558 | unknown | unknown | esi | unknown | Agilent 6558, LC-ESI-QTOF, UNKNOWN
unknown | 6557 | unknown | unknown | esi | unknown | Agilent 6557, LC-ESI-QTOF, UNKNOWN
unknown | 6556 | unknown | unknown | esi | unknown | Agilent 6556, LC-ESI-QTOF, UNKNOWN
unknown | 6555 | unknown | unknown | esi | unknown | Agilent 6555, LC-ESI-QTOF, UNKNOWN
unknown | 6554 | unknown | unknown | esi | unknown | Agilent 6554, LC-ESI-QTOF, UNKNOWN
unknown | 6586 | unknown | unknown | esi | unknown | Agilent 6586, LC-ESI-QTOF, UNKNOWN
unknown | 6585 | unknown | unknown | esi | unknown | Agilent 6585, LC-ESI-QTOF, UNKNOWN
unknown | 6584 | unknown | unknown | esi | unknown | Agilent 6584, LC-ESI-QTOF, UNKNOWN
unknown | 6583 | unknown | unknown | esi | unknown | Agilent 6583, LC-ESI-QTOF, UNKNOWN
unknown | 6582 | unknown | unknown | esi | unknown | Agilent 6582, LC-ESI-QTOF, UNKNOWN
unknown | 6581 | unknown | unknown | esi | unknown | Agilent 6581, LC-ESI-QTOF, UNKNOWN
unknown | 6580 | unknown | unknown | esi | unknown | Agilent 6580, LC-ESI-QTOF, UNKNOWN
unknown | 6578 | unknown | unknown | esi | unknown | Agilent 6578, LC-ESI-QTOF, UNKNOWN
unknown | 6577 | unknown | unknown | esi | unknown | Agilent 6577, LC-ESI-QTOF, UNKNOWN
unknown | 6576 | unknown | unknown | esi | unknown | Agilent 6576, LC-ESI-QTOF, UNKNOWN
unknown | 6575 | unknown | unknown | esi | unknown | Agilent 6575, LC-ESI-QTOF, UNKNOWN
unknown | 6574 | unknown | unknown | esi | unknown | Agilent 6574, LC-ESI-QTOF, UNKNOWN
unknown | 6573 | unknown | unknown | esi | unknown | Agilent 6573, LC-ESI-QTOF, UNKNOWN
unknown | 6572 | unknown | unknown | esi | unknown | Agilent 6572, LC-ESI-QTOF, UNKNOWN
unknown | 6571 | unknown | unknown | esi | unknown | Agilent 6571, LC-ESI-QTOF, UNKNOWN
unknown | 6570 | unknown | unknown | esi | unknown | Agilent 6570, LC-ESI-QTOF, UNKNOWN
unknown | 6604 | unknown | unknown | esi | unknown | Agilent 6604, LC-ESI-QTOF, UNKNOWN
unknown | 6603 | unknown | unknown | esi | unknown | Agilent 6603, LC-ESI-QTOF, UNKNOWN
unknown | 6602 | unknown | unknown | esi | unknown | Agilent 6602, LC-ESI-QTOF, UNKNOWN
unknown | 6601 | unknown | unknown | esi | unknown | Agilent 6601, LC-ESI-QTOF, UNKNOWN
unknown | 6599 | unknown | unknown | esi | unknown | Agilent 6599, LC-ESI-QTOF, UNKNOWN
unknown | 6598 | unknown | unknown | esi | unknown | Agilent 6598, LC-ESI-QTOF, UNKNOWN
unknown | 6597 | unknown | unknown | esi | unknown | Agilent 6597, LC-ESI-QTOF, UNKNOWN
unknown | 6596 | unknown | unknown | esi | unknown | Agilent 6596, LC-ESI-QTOF, UNKNOWN
unknown | 6595 | unknown | unknown | esi | unknown | Agilent 6595, LC-ESI-QTOF, UNKNOWN
unknown | 6594 | unknown | unknown | esi | unknown | Agilent 6594, LC-ESI-QTOF, UNKNOWN
unknown | 6593 | unknown | unknown | esi | unknown | Agilent 6593, LC-ESI-QTOF, UNKNOWN
unknown | 6592 | unknown | unknown | esi | unknown | Agilent 6592, LC-ESI-QTOF, UNKNOWN
unknown | 6591 | unknown | unknown | esi | unknown | Agilent 6591, LC-ESI-QTOF, UNKNOWN
unknown | 6589 | unknown | unknown | esi | unknown | Agilent 6589, LC-ESI-QTOF, UNKNOWN
unknown | 6588 | unknown | unknown | esi | unknown | Agilent 6588, LC-ESI-QTOF, UNKNOWN
unknown | 6587 | unknown | unknown | esi | unknown | Agilent 6587, LC-ESI-QTOF, UNKNOWN
unknown | 6620 | unknown | unknown | esi | unknown | Agilent 6620, LC-ESI-QTOF, UNKNOWN
unknown | 6619 | unknown | unknown | esi | unknown | Agilent 6619, LC-ESI-QTOF, UNKNOWN
unknown | 6618 | unknown | unknown | esi | unknown | Agilent 6618, LC-ESI-QTOF, UNKNOWN
unknown | 6617 | unknown | unknown | esi | unknown | Agilent 6617, LC-ESI-QTOF, UNKNOWN
unknown | 6616 | unknown | unknown | esi | unknown | Agilent 6616, LC-ESI-QTOF, UNKNOWN
unknown | 6615 | unknown | unknown | esi | unknown | Agilent 6615, LC-ESI-QTOF, UNKNOWN
unknown | 6614 | unknown | unknown | esi | unknown | Agilent 6614, LC-ESI-QTOF, UNKNOWN
unknown | 6613 | unknown | unknown | esi | unknown | Agilent 6613, LC-ESI-QTOF, UNKNOWN
unknown | 6612 | unknown | unknown | esi | unknown | Agilent 6612, LC-ESI-QTOF, UNKNOWN
unknown | 6611 | unknown | unknown | esi | unknown | Agilent 6611, LC-ESI-QTOF, UNKNOWN
unknown | 6610 | unknown | unknown | esi | unknown | Agilent 6610, LC-ESI-QTOF, UNKNOWN
unknown | 6609 | unknown | unknown | esi | unknown | Agilent 6609, LC-ESI-QTOF, UNKNOWN
unknown | 6608 | unknown | unknown | esi | unknown | Agilent 6608, LC-ESI-QTOF, UNKNOWN
unknown | 6607 | unknown | unknown | esi | unknown | Agilent 6607, LC-ESI-QTOF, UNKNOWN
unknown | 6606 | unknown | unknown | esi | unknown | Agilent 6606, LC-ESI-QTOF, UNKNOWN
unknown | 6605 | unknown | unknown | esi | unknown | Agilent 6605, LC-ESI-QTOF, UNKNOWN
unknown | 6636 | unknown | unknown | esi | unknown | Agilent 6636, LC-ESI-QTOF, UNKNOWN
unknown | 6635 | unknown | unknown | esi | unknown | Agilent 6635, LC-ESI-QTOF, UNKNOWN
unknown | 6634 | unknown | unknown | esi | unknown | Agilent 6634, LC-ESI-QTOF, UNKNOWN
unknown | 6633 | unknown | unknown | esi | unknown | Agilent 6633, LC-ESI-QTOF, UNKNOWN
unknown | 6632 | unknown | unknown | esi | unknown | Agilent 6632, LC-ESI-QTOF, UNKNOWN
unknown | 6631 | unknown | unknown | esi | unknown | Agilent 6631, LC-ESI-QTOF, UNKNOWN
unknown | 6630 | unknown | unknown | esi | unknown | Agilent 6630, LC-ESI-QTOF, UNKNOWN
unknown | 6629 | unknown | unknown | esi | unknown | Agilent 6629, LC-ESI-QTOF, UNKNOWN
unknown | 6628 | unknown | unknown | esi | unknown | Agilent 6628, LC-ESI-QTOF, UNKNOWN
unknown | 6627 | unknown | unknown | esi | unknown | Agilent 6627, LC-ESI-QTOF, UNKNOWN
unknown | 6626 | unknown | unknown | esi | unknown | Agilent 6626, LC-ESI-QTOF, UNKNOWN
unknown | 6625 | unknown | unknown | esi | unknown | Agilent 6625, LC-ESI-QTOF, UNKNOWN
unknown | 6624 | unknown | unknown | esi | unknown | Agilent 6624, LC-ESI-QTOF, UNKNOWN
unknown | 6623 | unknown | unknown | esi | unknown | Agilent 6623, LC-ESI-QTOF, UNKNOWN
unknown | 6622 | unknown | unknown | esi | unknown | Agilent 6622, LC-ESI-QTOF, UNKNOWN
unknown | 6621 | unknown | unknown | esi | unknown | Agilent 6621, LC-ESI-QTOF, UNKNOWN
unknown | 6652 | unknown | unknown | esi | unknown | Agilent 6652, LC-ESI-QTOF, UNKNOWN
unknown | 6651 | unknown | unknown | esi | unknown | Agilent 6651, LC-ESI-QTOF, UNKNOWN
unknown | 6650 | unknown | unknown | esi | unknown | Agilent 6650, LC-ESI-QTOF, UNKNOWN
unknown | 6649 | unknown | unknown | esi | unknown | Agilent 6649, LC-ESI-QTOF, UNKNOWN
unknown | 6648 | unknown | unknown | esi | unknown | Agilent 6648, LC-ESI-QTOF, UNKNOWN
unknown | 6647 | unknown | unknown | esi | unknown | Agilent 6647, LC-ESI-QTOF, UNKNOWN
unknown | 6646 | unknown | unknown | esi | unknown | Agilent 6646, LC-ESI-QTOF, UNKNOWN
unknown | 6645 | unknown | unknown | esi | unknown | Agilent 6645, LC-ESI-QTOF, UNKNOWN
unknown | 6644 | unknown | unknown | esi | unknown | Agilent 6644, LC-ESI-QTOF, UNKNOWN
unknown | 6643 | unknown | unknown | esi | unknown | Agilent 6643, LC-ESI-QTOF, UNKNOWN
unknown | 6642 | unknown | unknown | esi | unknown | Agilent 6642, LC-ESI-QTOF, UNKNOWN
unknown | 6641 | unknown | unknown | esi | unknown | Agilent 6641, LC-ESI-QTOF, UNKNOWN
unknown | 6640 | unknown | unknown | esi | unknown | Agilent 6640, LC-ESI-QTOF, UNKNOWN
unknown | 6639 | unknown | unknown | esi | unknown | Agilent 6639, LC-ESI-QTOF, UNKNOWN
unknown | 6638 | unknown | unknown | esi | unknown | Agilent 6638, LC-ESI-QTOF, UNKNOWN
unknown | 6637 | unknown | unknown | esi | unknown | Agilent 6637, LC-ESI-QTOF, UNKNOWN
unknown | 6668 | unknown | unknown | esi | unknown | Agilent 6668, LC-ESI-QTOF, UNKNOWN
unknown | 6667 | unknown | unknown | esi | unknown | Agilent 6667, LC-ESI-QTOF, UNKNOWN
unknown | 6666 | unknown | unknown | esi | unknown | Agilent 6666, LC-ESI-QTOF, UNKNOWN
unknown | 6665 | unknown | unknown | esi | unknown | Agilent 6665, LC-ESI-QTOF, UNKNOWN
unknown | 6664 | unknown | unknown | esi | unknown | Agilent 6664, LC-ESI-QTOF, UNKNOWN
unknown | 6663 | unknown | unknown | esi | unknown | Agilent 6663, LC-ESI-QTOF, UNKNOWN
unknown | 6662 | unknown | unknown | esi | unknown | Agilent 6662, LC-ESI-QTOF, UNKNOWN
unknown | 6661 | unknown | unknown | esi | unknown | Agilent 6661, LC-ESI-QTOF, UNKNOWN
unknown | 6660 | unknown | unknown | esi | unknown | Agilent 6660, LC-ESI-QTOF, UNKNOWN
unknown | 6659 | unknown | unknown | esi | unknown | Agilent 6659, LC-ESI-QTOF, UNKNOWN
unknown | 6658 | unknown | unknown | esi | unknown | Agilent 6658, LC-ESI-QTOF, UNKNOWN
unknown | 6657 | unknown | unknown | esi | unknown | Agilent 6657, LC-ESI-QTOF, UNKNOWN
unknown | 6656 | unknown | unknown | esi | unknown | Agilent 6656, LC-ESI-QTOF, UNKNOWN
unknown | 6655 | unknown | unknown | esi | unknown | Agilent 6655, LC-ESI-QTOF, UNKNOWN
unknown | 6654 | unknown | unknown | esi | unknown | Agilent 6654, LC-ESI-QTOF, UNKNOWN
unknown | 6653 | unknown | unknown | esi | unknown | Agilent 6653, LC-ESI-QTOF, UNKNOWN
unknown | 6541 | lc | qtof | unknown | high | Agilent 6541, LC-UNKNOWN-QTOF, HIGH
unknown | 6540 | lc | qtof | unknown | high | Agilent 6540, LC-UNKNOWN-QTOF, HIGH
unknown | 6539 | lc | qtof | unknown | high | Agilent 6539, LC-UNKNOWN-QTOF, HIGH
unknown | 7100 | unknown | unknown | esi | unknown | Agilent 7100, LC-ESI-QTOF, UNKNOWN
unknown | 6680 | unknown | unknown | esi | unknown | Agilent 6680, LC-ESI-QTOF, UNKNOWN
unknown | 6679 | unknown | unknown | esi | unknown | Agilent 6679, LC-ESI-QTOF, UNKNOWN
unknown | 6678 | unknown | unknown | esi | unknown | Agilent 6678, LC-ESI-QTOF, UNKNOWN
unknown | 6677 | unknown | unknown | esi | unknown | Agilent 6677, LC-ESI-QTOF, UNKNOWN
unknown | 6676 | unknown | unknown | esi | unknown | Agilent 6676, LC-ESI-QTOF, UNKNOWN
unknown | 6675 | unknown | unknown | esi | unknown | Agilent 6675, LC-ESI-QTOF, UNKNOWN
unknown | 6674 | unknown | unknown | esi | unknown | Agilent 6674, LC-ESI-QTOF, UNKNOWN
unknown | 6673 | unknown | unknown | esi | unknown | Agilent 6673, LC-ESI-QTOF, UNKNOWN
unknown | 6672 | unknown | unknown | esi | unknown | Agilent 6672, LC-ESI-QTOF, UNKNOWN
unknown | 6671 | unknown | unknown | esi | unknown | Agilent 6671, LC-ESI-QTOF, UNKNOWN
unknown | 6670 | unknown | unknown | esi | unknown | Agilent 6670, LC-ESI-QTOF, UNKNOWN
unknown | 6669 | unknown | unknown | esi | unknown | Agilent 6669, LC-ESI-QTOF, UNKNOWN
agilent | 6547 | lc | qtof | esi | high | Agilent 6547, LC-ESI-QTOF, HIGH
unknown | 6554 | lc | qtof | unknown | high | Agilent 6554, LC-UNKNOWN-QTOF, HIGH
unknown | 6553 | lc | qtof | unknown | high | Agilent 6553, LC-UNKNOWN-QTOF, HIGH
unknown | 6552 | lc | qtof | unknown | high | Agilent 6552, LC-UNKNOWN-QTOF, HIGH
unknown | 6551 | lc | qtof | unknown | high | Agilent 6551, LC-UNKNOWN-QTOF, HIGH
unknown | 6550 | lc | qtof | unknown | high | Agilent 6550, LC-UNKNOWN-QTOF, HIGH
unknown | 6549 | lc | qtof | unknown | high | Agilent 6549, LC-UNKNOWN-QTOF, HIGH
unknown | 6548 | lc | qtof | unknown | high | Agilent 6548, LC-UNKNOWN-QTOF, HIGH
unknown | 6547 | lc | qtof | unknown | high | Agilent 6547, LC-UNKNOWN-QTOF, HIGH
unknown | 6546 | lc | qtof | unknown | high | Agilent 6546, LC-UNKNOWN-QTOF, HIGH
unknown | 6545 | lc | qtof | unknown | high | Agilent 6545, LC-UNKNOWN-QTOF, HIGH
unknown | 6544 | lc | qtof | unknown | high | Agilent 6544, LC-UNKNOWN-QTOF, HIGH
unknown | 6543 | lc | qtof | unknown | high | Agilent 6543, LC-UNKNOWN-QTOF, HIGH
unknown | 6542 | lc | qtof | unknown | high | Agilent 6542, LC-UNKNOWN-QTOF, HIGH
unknown | 6542 | unknown | qtof | unknown | unknown | Agilent 6542, LC-UNKNOWN-QTOF, UNKNOWN
unknown | 6541 | unknown | qtof | unknown | unknown | Agilent 6541, LC-UNKNOWN-QTOF, UNKNOWN
unknown | 6540 | unknown | qtof | unknown | unknown | Agilent 6540, LC-UNKNOWN-QTOF, UNKNOWN
unknown | 6539 | unknown | qtof | unknown | unknown | Agilent 6539, LC-UNKNOWN-QTOF, UNKNOWN
unknown | 6538 | unknown | qtof | unknown | unknown | Agilent 6538, LC-UNKNOWN-QTOF, UNKNOWN
unknown | 6537 | unknown | qtof | unknown | unknown | Agilent 6537, LC-UNKNOWN-QTOF, UNKNOWN
unknown | 6536 | unknown | qtof | unknown | unknown | Agilent 6536, LC-UNKNOWN-QTOF, UNKNOWN
unknown | 6535 | unknown | qtof | unknown | unknown | Agilent 6535, LC-UNKNOWN-QTOF, UNKNOWN
unknown | 6534 | unknown | qtof | unknown | unknown | Agilent 6534, LC-UNKNOWN-QTOF, UNKNOWN
unknown | 6533 | unknown | qtof | unknown | unknown | Agilent 6533, LC-UNKNOWN-QTOF, UNKNOWN
unknown | 6532 | unknown | qtof | unknown | unknown | Agilent 6532, LC-UNKNOWN-QTOF, UNKNOWN
unknown | 6531 | unknown | qtof | unknown | unknown | Agilent 6531, LC-UNKNOWN-QTOF, UNKNOWN
unknown | 6530 | unknown | qtof | unknown | unknown | Agilent 6530, LC-UNKNOWN-QTOF, UNKNOWN
unknown | 6410 | unknown | qqq | unknown | unknown | Agilent 6410, LC-UNKNOWN-QQQ, UNKNOWN
unknown | 6210 | unknown | tof | unknown | unknown | Agilent 6210, CE-UNKNOWN-TOF, UNKNOWN
unknown | 6210 | unknown | tof | unknown | unknown | Agilent 6210, CE-UNKNOWN-TOF, UNKNOWN
unknown | 6558 | unknown | qtof | unknown | unknown | Agilent 6558, LC-UNKNOWN-QTOF, UNKNOWN
unknown | 6557 | unknown | qtof | unknown | unknown | Agilent 6557, LC-UNKNOWN-QTOF, UNKNOWN
unknown | 6556 | unknown | qtof | unknown | unknown | Agilent 6556, LC-UNKNOWN-QTOF, UNKNOWN
unknown | 6555 | unknown | qtof | unknown | unknown | Agilent 6555, LC-UNKNOWN-QTOF, UNKNOWN
unknown | 6554 | unknown | qtof | unknown | unknown | Agilent 6554, LC-UNKNOWN-QTOF, UNKNOWN
unknown | 6553 | unknown | qtof | unknown | unknown | Agilent 6553, LC-UNKNOWN-QTOF, UNKNOWN
unknown | 6552 | unknown | qtof | unknown | unknown | Agilent 6552, LC-UNKNOWN-QTOF, UNKNOWN
unknown | 6551 | unknown | qtof | unknown | unknown | Agilent 6551, LC-UNKNOWN-QTOF, UNKNOWN
unknown | 6550 | unknown | qtof | unknown | unknown | Agilent 6550, LC-UNKNOWN-QTOF, UNKNOWN
unknown | 6549 | unknown | qtof | unknown | unknown | Agilent 6549, LC-UNKNOWN-QTOF, UNKNOWN
unknown | 6548 | unknown | qtof | unknown | unknown | Agilent 6548, LC-UNKNOWN-QTOF, UNKNOWN
unknown | 6547 | unknown | qtof | unknown | unknown | Agilent 6547, LC-UNKNOWN-QTOF, UNKNOWN
unknown | 6546 | unknown | qtof | unknown | unknown | Agilent 6546, LC-UNKNOWN-QTOF, UNKNOWN
unknown | 6545 | unknown | qtof | unknown | unknown | Agilent 6545, LC-UNKNOWN-QTOF, UNKNOWN
unknown | 6544 | unknown | qtof | unknown | unknown | Agilent 6544, LC-UNKNOWN-QTOF, UNKNOWN
unknown | 6543 | unknown | qtof | unknown | unknown | Agilent 6543, LC-UNKNOWN-QTOF, UNKNOWN
unknown | 6574 | unknown | qtof | unknown | unknown | Agilent 6574, LC-UNKNOWN-QTOF, UNKNOWN
unknown | 6573 | unknown | qtof | unknown | unknown | Agilent 6573, LC-UNKNOWN-QTOF, UNKNOWN
unknown | 6572 | unknown | qtof | unknown | unknown | Agilent 6572, LC-UNKNOWN-QTOF, UNKNOWN
unknown | 6571 | unknown | qtof | unknown | unknown | Agilent 6571, LC-UNKNOWN-QTOF, UNKNOWN
unknown | 6570 | unknown | qtof | unknown | unknown | Agilent 6570, LC-UNKNOWN-QTOF, UNKNOWN
unknown | 6569 | unknown | qtof | unknown | unknown | Agilent 6569, LC-UNKNOWN-QTOF, UNKNOWN
unknown | 6568 | unknown | qtof | unknown | unknown | Agilent 6568, LC-UNKNOWN-QTOF, UNKNOWN
unknown | 6567 | unknown | qtof | unknown | unknown | Agilent 6567, LC-UNKNOWN-QTOF, UNKNOWN
unknown | 6566 | unknown | qtof | unknown | unknown | Agilent 6566, LC-UNKNOWN-QTOF, UNKNOWN
unknown | 6565 | unknown | qtof | unknown | unknown | Agilent 6565, LC-UNKNOWN-QTOF, UNKNOWN
unknown | 6564 | unknown | qtof | unknown | unknown | Agilent 6564, LC-UNKNOWN-QTOF, UNKNOWN
unknown | 6563 | unknown | qtof | unknown | unknown | Agilent 6563, LC-UNKNOWN-QTOF, UNKNOWN
unknown | 6562 | unknown | qtof | unknown | unknown | Agilent 6562, LC-UNKNOWN-QTOF, UNKNOWN
unknown | 6561 | unknown | qtof | unknown | unknown | Agilent 6561, LC-UNKNOWN-QTOF, UNKNOWN
unknown | 6560 | unknown | qtof | unknown | unknown | Agilent 6560, LC-UNKNOWN-QTOF, UNKNOWN
unknown | 6559 | unknown | qtof | unknown | unknown | Agilent 6559, LC-UNKNOWN-QTOF, UNKNOWN
unknown | 6592 | unknown | qtof | unknown | unknown | Agilent 6592, LC-UNKNOWN-QTOF, UNKNOWN
unknown | 6591 | unknown | qtof | unknown | unknown | Agilent 6591, LC-UNKNOWN-QTOF, UNKNOWN
unknown | 6589 | unknown | qtof | unknown | unknown | Agilent 6589, LC-UNKNOWN-QTOF, UNKNOWN
unknown | 6588 | unknown | qtof | unknown | unknown | Agilent 6588, LC-UNKNOWN-QTOF, UNKNOWN
unknown | 6587 | unknown | qtof | unknown | unknown | Agilent 6587, LC-UNKNOWN-QTOF, UNKNOWN
unknown | 6586 | unknown | qtof | unknown | unknown | Agilent 6586, LC-UNKNOWN-QTOF, UNKNOWN
unknown | 6585 | unknown | qtof | unknown | unknown | Agilent 6585, LC-UNKNOWN-QTOF, UNKNOWN
unknown | 6584 | unknown | qtof | unknown | unknown | Agilent 6584, LC-UNKNOWN-QTOF, UNKNOWN
unknown | 6583 | unknown | qtof | unknown | unknown | Agilent 6583, LC-UNKNOWN-QTOF, UNKNOWN
unknown | 6582 | unknown | qtof | unknown | unknown | Agilent 6582, LC-UNKNOWN-QTOF, UNKNOWN
unknown | 6581 | unknown | qtof | unknown | unknown | Agilent 6581, LC-UNKNOWN-QTOF, UNKNOWN
unknown | 6580 | unknown | qtof | unknown | unknown | Agilent 6580, LC-UNKNOWN-QTOF, UNKNOWN
unknown | 6578 | unknown | qtof | unknown | unknown | Agilent 6578, LC-UNKNOWN-QTOF, UNKNOWN
unknown | 6577 | unknown | qtof | unknown | unknown | Agilent 6577, LC-UNKNOWN-QTOF, UNKNOWN
unknown | 6576 | unknown | qtof | unknown | unknown | Agilent 6576, LC-UNKNOWN-QTOF, UNKNOWN
unknown | 6575 | unknown | qtof | unknown | unknown | Agilent 6575, LC-UNKNOWN-QTOF, UNKNOWN
unknown | 6609 | unknown | qtof | unknown | unknown | Agilent 6609, LC-UNKNOWN-QTOF, UNKNOWN
unknown | 6608 | unknown | qtof | unknown | unknown | Agilent 6608, LC-UNKNOWN-QTOF, UNKNOWN
unknown | 6607 | unknown | qtof | unknown | unknown | Agilent 6607, LC-UNKNOWN-QTOF, UNKNOWN
unknown | 6606 | unknown | qtof | unknown | unknown | Agilent 6606, LC-UNKNOWN-QTOF, UNKNOWN
unknown | 6605 | unknown | qtof | unknown | unknown | Agilent 6605, LC-UNKNOWN-QTOF, UNKNOWN
unknown | 6604 | unknown | qtof | unknown | unknown | Agilent 6604, LC-UNKNOWN-QTOF, UNKNOWN
unknown | 6603 | unknown | qtof | unknown | unknown | Agilent 6603, LC-UNKNOWN-QTOF, UNKNOWN
unknown | 6602 | unknown | qtof | unknown | unknown | Agilent 6602, LC-UNKNOWN-QTOF, UNKNOWN
unknown | 6601 | unknown | qtof | unknown | unknown | Agilent 6601, LC-UNKNOWN-QTOF, UNKNOWN
unknown | 6599 | unknown | qtof | unknown | unknown | Agilent 6599, LC-UNKNOWN-QTOF, UNKNOWN
unknown | 6598 | unknown | qtof | unknown | unknown | Agilent 6598, LC-UNKNOWN-QTOF, UNKNOWN
unknown | 6597 | unknown | qtof | unknown | unknown | Agilent 6597, LC-UNKNOWN-QTOF, UNKNOWN
unknown | 6596 | unknown | qtof | unknown | unknown | Agilent 6596, LC-UNKNOWN-QTOF, UNKNOWN
unknown | 6595 | unknown | qtof | unknown | unknown | Agilent 6595, LC-UNKNOWN-QTOF, UNKNOWN
unknown | 6594 | unknown | qtof | unknown | unknown | Agilent 6594, LC-UNKNOWN-QTOF, UNKNOWN
unknown | 6593 | unknown | qtof | unknown | unknown | Agilent 6593, LC-UNKNOWN-QTOF, UNKNOWN
unknown | 6625 | unknown | qtof | unknown | unknown | Agilent 6625, LC-UNKNOWN-QTOF, UNKNOWN
unknown | 6624 | unknown | qtof | unknown | unknown | Agilent 6624, LC-UNKNOWN-QTOF, UNKNOWN
unknown | 6623 | unknown | qtof | unknown | unknown | Agilent 6623, LC-UNKNOWN-QTOF, UNKNOWN
unknown | 6622 | unknown | qtof | unknown | unknown | Agilent 6622, LC-UNKNOWN-QTOF, UNKNOWN
unknown | 6621 | unknown | qtof | unknown | unknown | Agilent 6621, LC-UNKNOWN-QTOF, UNKNOWN
unknown | 6620 | unknown | qtof | unknown | unknown | Agilent 6620, LC-UNKNOWN-QTOF, UNKNOWN
unknown | 6619 | unknown | qtof | unknown | unknown | Agilent 6619, LC-UNKNOWN-QTOF, UNKNOWN
unknown | 6618 | unknown | qtof | unknown | unknown | Agilent 6618, LC-UNKNOWN-QTOF, UNKNOWN
unknown | 6617 | unknown | qtof | unknown | unknown | Agilent 6617, LC-UNKNOWN-QTOF, UNKNOWN
unknown | 6616 | unknown | qtof | unknown | unknown | Agilent 6616, LC-UNKNOWN-QTOF, UNKNOWN
unknown | 6615 | unknown | qtof | unknown | unknown | Agilent 6615, LC-UNKNOWN-QTOF, UNKNOWN
unknown | 6614 | unknown | qtof | unknown | unknown | Agilent 6614, LC-UNKNOWN-QTOF, UNKNOWN
unknown | 6613 | unknown | qtof | unknown | unknown | Agilent 6613, LC-UNKNOWN-QTOF, UNKNOWN
unknown | 6612 | unknown | qtof | unknown | unknown | Agilent 6612, LC-UNKNOWN-QTOF, UNKNOWN
unknown | 6611 | unknown | qtof | unknown | unknown | Agilent 6611, LC-UNKNOWN-QTOF, UNKNOWN
unknown | 6610 | unknown | qtof | unknown | unknown | Agilent 6610, LC-UNKNOWN-QTOF, UNKNOWN
unknown | 6641 | unknown | qtof | unknown | unknown | Agilent 6641, LC-UNKNOWN-QTOF, UNKNOWN
unknown | 6640 | unknown | qtof | unknown | unknown | Agilent 6640, LC-UNKNOWN-QTOF, UNKNOWN
unknown | 6639 | unknown | qtof | unknown | unknown | Agilent 6639, LC-UNKNOWN-QTOF, UNKNOWN
unknown | 6638 | unknown | qtof | unknown | unknown | Agilent 6638, LC-UNKNOWN-QTOF, UNKNOWN
unknown | 6637 | unknown | qtof | unknown | unknown | Agilent 6637, LC-UNKNOWN-QTOF, UNKNOWN
unknown | 6636 | unknown | qtof | unknown | unknown | Agilent 6636, LC-UNKNOWN-QTOF, UNKNOWN
unknown | 6635 | unknown | qtof | unknown | unknown | Agilent 6635, LC-UNKNOWN-QTOF, UNKNOWN
unknown | 6634 | unknown | qtof | unknown | unknown | Agilent 6634, LC-UNKNOWN-QTOF, UNKNOWN
unknown | 6633 | unknown | qtof | unknown | unknown | Agilent 6633, LC-UNKNOWN-QTOF, UNKNOWN
unknown | 6632 | unknown | qtof | unknown | unknown | Agilent 6632, LC-UNKNOWN-QTOF, UNKNOWN
unknown | 6631 | unknown | qtof | unknown | unknown | Agilent 6631, LC-UNKNOWN-QTOF, UNKNOWN
unknown | 6630 | unknown | qtof | unknown | unknown | Agilent 6630, LC-UNKNOWN-QTOF, UNKNOWN
unknown | 6629 | unknown | qtof | unknown | unknown | Agilent 6629, LC-UNKNOWN-QTOF, UNKNOWN
unknown | 6628 | unknown | qtof | unknown | unknown | Agilent 6628, LC-UNKNOWN-QTOF, UNKNOWN
unknown | 6627 | unknown | qtof | unknown | unknown | Agilent 6627, LC-UNKNOWN-QTOF, UNKNOWN
unknown | 6626 | unknown | qtof | unknown | unknown | Agilent 6626, LC-UNKNOWN-QTOF, UNKNOWN
unknown | 6657 | unknown | qtof | unknown | unknown | Agilent 6657, LC-UNKNOWN-QTOF, UNKNOWN
unknown | 6656 | unknown | qtof | unknown | unknown | Agilent 6656, LC-UNKNOWN-QTOF, UNKNOWN
unknown | 6655 | unknown | qtof | unknown | unknown | Agilent 6655, LC-UNKNOWN-QTOF, UNKNOWN
unknown | 6654 | unknown | qtof | unknown | unknown | Agilent 6654, LC-UNKNOWN-QTOF, UNKNOWN
unknown | 6653 | unknown | qtof | unknown | unknown | Agilent 6653, LC-UNKNOWN-QTOF, UNKNOWN
unknown | 6652 | unknown | qtof | unknown | unknown | Agilent 6652, LC-UNKNOWN-QTOF, UNKNOWN
unknown | 6651 | unknown | qtof | unknown | unknown | Agilent 6651, LC-UNKNOWN-QTOF, UNKNOWN
unknown | 6650 | unknown | qtof | unknown | unknown | Agilent 6650, LC-UNKNOWN-QTOF, UNKNOWN
unknown | 6649 | unknown | qtof | unknown | unknown | Agilent 6649, LC-UNKNOWN-QTOF, UNKNOWN
unknown | 6648 | unknown | qtof | unknown | unknown | Agilent 6648, LC-UNKNOWN-QTOF, UNKNOWN
unknown | 6647 | unknown | qtof | unknown | unknown | Agilent 6647, LC-UNKNOWN-QTOF, UNKNOWN
unknown | 6646 | unknown | qtof | unknown | unknown | Agilent 6646, LC-UNKNOWN-QTOF, UNKNOWN
unknown | 6645 | unknown | qtof | unknown | unknown | Agilent 6645, LC-UNKNOWN-QTOF, UNKNOWN
unknown | 6644 | unknown | qtof | unknown | unknown | Agilent 6644, LC-UNKNOWN-QTOF, UNKNOWN
unknown | 6643 | unknown | qtof | unknown | unknown | Agilent 6643, LC-UNKNOWN-QTOF, UNKNOWN
unknown | 6642 | unknown | qtof | unknown | unknown | Agilent 6642, LC-UNKNOWN-QTOF, UNKNOWN
unknown | 6673 | unknown | qtof | unknown | unknown | Agilent 6673, LC-UNKNOWN-QTOF, UNKNOWN
unknown | 6672 | unknown | qtof | unknown | unknown | Agilent 6672, LC-UNKNOWN-QTOF, UNKNOWN
unknown | 6671 | unknown | qtof | unknown | unknown | Agilent 6671, LC-UNKNOWN-QTOF, UNKNOWN
unknown | 6670 | unknown | qtof | unknown | unknown | Agilent 6670, LC-UNKNOWN-QTOF, UNKNOWN
unknown | 6669 | unknown | qtof | unknown | unknown | Agilent 6669, LC-UNKNOWN-QTOF, UNKNOWN
unknown | 6668 | unknown | qtof | unknown | unknown | Agilent 6668, LC-UNKNOWN-QTOF, UNKNOWN
unknown | 6667 | unknown | qtof | unknown | unknown | Agilent 6667, LC-UNKNOWN-QTOF, UNKNOWN
unknown | 6666 | unknown | qtof | unknown | unknown | Agilent 6666, LC-UNKNOWN-QTOF, UNKNOWN
unknown | 6665 | unknown | qtof | unknown | unknown | Agilent 6665, LC-UNKNOWN-QTOF, UNKNOWN
unknown | 6664 | unknown | qtof | unknown | unknown | Agilent 6664, LC-UNKNOWN-QTOF, UNKNOWN
unknown | 6663 | unknown | qtof | unknown | unknown | Agilent 6663, LC-UNKNOWN-QTOF, UNKNOWN
unknown | 6662 | unknown | qtof | unknown | unknown | Agilent 6662, LC-UNKNOWN-QTOF, UNKNOWN
unknown | 6661 | unknown | qtof | unknown | unknown | Agilent 6661, LC-UNKNOWN-QTOF, UNKNOWN
unknown | 6660 | unknown | qtof | unknown | unknown | Agilent 6660, LC-UNKNOWN-QTOF, UNKNOWN
unknown | 6659 | unknown | qtof | unknown | unknown | Agilent 6659, LC-UNKNOWN-QTOF, UNKNOWN
unknown | 6658 | unknown | qtof | unknown | unknown | Agilent 6658, LC-UNKNOWN-QTOF, UNKNOWN
unknown | 6531 | lc | unknown | unknown | unknown | Agilent 6531, LC-UNKNOWN-QTOF, UNKNOWN
unknown | 6530 | lc | unknown | unknown | unknown | Agilent 6530, LC-UNKNOWN-QTOF, UNKNOWN
unknown | 6410 | lc | unknown | unknown | unknown | Agilent 6410, LC-UNKNOWN-QQQ, UNKNOWN
unknown | 6210 | ce | unknown | unknown | unknown | Agilent 6210, CE-UNKNOWN-TOF, UNKNOWN
unknown | 6210 | lc | unknown | unknown | unknown | Agilent 6210, LC-UNKNOWN-TOF, UNKNOWN
agilent | 6578 | lc | qtof | esi | high | Agilent 6578, LC-ESI-QTOF, HIGH
unknown | 7100 | unknown | qtof | unknown | unknown | Agilent 7100, CE-UNKNOWN-QTOF, UNKNOWN
unknown | 6680 | unknown | qtof | unknown | unknown | Agilent 6680, LC-UNKNOWN-QTOF, UNKNOWN
unknown | 6679 | unknown | qtof | unknown | unknown | Agilent 6679, LC-UNKNOWN-QTOF, UNKNOWN
unknown | 6678 | unknown | qtof | unknown | unknown | Agilent 6678, LC-UNKNOWN-QTOF, UNKNOWN
unknown | 6677 | unknown | qtof | unknown | unknown | Agilent 6677, LC-UNKNOWN-QTOF, UNKNOWN
unknown | 6676 | unknown | qtof | unknown | unknown | Agilent 6676, LC-UNKNOWN-QTOF, UNKNOWN
unknown | 6675 | unknown | qtof | unknown | unknown | Agilent 6675, LC-UNKNOWN-QTOF, UNKNOWN
unknown | 6674 | unknown | qtof | unknown | unknown | Agilent 6674, LC-UNKNOWN-QTOF, UNKNOWN
unknown | 6547 | lc | unknown | unknown | unknown | Agilent 6547, LC-UNKNOWN-QTOF, UNKNOWN
unknown | 6546 | lc | unknown | unknown | unknown | Agilent 6546, LC-UNKNOWN-QTOF, UNKNOWN
unknown | 6545 | lc | unknown | unknown | unknown | Agilent 6545, LC-UNKNOWN-QTOF, UNKNOWN
unknown | 6544 | lc | unknown | unknown | unknown | Agilent 6544, LC-UNKNOWN-QTOF, UNKNOWN
unknown | 6543 | lc | unknown | unknown | unknown | Agilent 6543, LC-UNKNOWN-QTOF, UNKNOWN
unknown | 6542 | lc | unknown | unknown | unknown | Agilent 6542, LC-UNKNOWN-QTOF, UNKNOWN
unknown | 6541 | lc | unknown | unknown | unknown | Agilent 6541, LC-UNKNOWN-QTOF, UNKNOWN
unknown | 6540 | lc | unknown | unknown | unknown | Agilent 6540, LC-UNKNOWN-QTOF, UNKNOWN
unknown | 6539 | lc | unknown | unknown | unknown | Agilent 6539, LC-UNKNOWN-QTOF, UNKNOWN
unknown | 6538 | lc | unknown | unknown | unknown | Agilent 6538, LC-UNKNOWN-QTOF, UNKNOWN
unknown | 6537 | lc | unknown | unknown | unknown | Agilent 6537, LC-UNKNOWN-QTOF, UNKNOWN
unknown | 6536 | lc | unknown | unknown | unknown | Agilent 6536, LC-UNKNOWN-QTOF, UNKNOWN
unknown | 6535 | lc | unknown | unknown | unknown | Agilent 6535, LC-UNKNOWN-QTOF, UNKNOWN
unknown | 6534 | lc | unknown | unknown | unknown | Agilent 6534, LC-UNKNOWN-QTOF, UNKNOWN
unknown | 6533 | lc | unknown | unknown | unknown | Agilent 6533, LC-UNKNOWN-QTOF, UNKNOWN
unknown | 6532 | lc | unknown | unknown | unknown | Agilent 6532, LC-UNKNOWN-QTOF, UNKNOWN
unknown | 6563 | lc | unknown | unknown | unknown | Agilent 6563, LC-UNKNOWN-QTOF, UNKNOWN
unknown | 6562 | lc | unknown | unknown | unknown | Agilent 6562, LC-UNKNOWN-QTOF, UNKNOWN
unknown | 6561 | lc | unknown | unknown | unknown | Agilent 6561, LC-UNKNOWN-QTOF, UNKNOWN
unknown | 6560 | lc | unknown | unknown | unknown | Agilent 6560, LC-UNKNOWN-QTOF, UNKNOWN
unknown | 6559 | lc | unknown | unknown | unknown | Agilent 6559, LC-UNKNOWN-QTOF, UNKNOWN
unknown | 6558 | lc | unknown | unknown | unknown | Agilent 6558, LC-UNKNOWN-QTOF, UNKNOWN
unknown | 6557 | lc | unknown | unknown | unknown | Agilent 6557, LC-UNKNOWN-QTOF, UNKNOWN
unknown | 6556 | lc | unknown | unknown | unknown | Agilent 6556, LC-UNKNOWN-QTOF, UNKNOWN
unknown | 6555 | lc | unknown | unknown | unknown | Agilent 6555, LC-UNKNOWN-QTOF, UNKNOWN
unknown | 6554 | lc | unknown | unknown | unknown | Agilent 6554, LC-UNKNOWN-QTOF, UNKNOWN
unknown | 6553 | lc | unknown | unknown | unknown | Agilent 6553, LC-UNKNOWN-QTOF, UNKNOWN
unknown | 6552 | lc | unknown | unknown | unknown | Agilent 6552, LC-UNKNOWN-QTOF, UNKNOWN
unknown | 6551 | lc | unknown | unknown | unknown | Agilent 6551, LC-UNKNOWN-QTOF, UNKNOWN
unknown | 6550 | lc | unknown | unknown | unknown | Agilent 6550, LC-UNKNOWN-QTOF, UNKNOWN
unknown | 6549 | lc | unknown | unknown | unknown | Agilent 6549, LC-UNKNOWN-QTOF, UNKNOWN
unknown | 6548 | lc | unknown | unknown | unknown | Agilent 6548, LC-UNKNOWN-QTOF, UNKNOWN
unknown | 6580 | lc | unknown | unknown | unknown | Agilent 6580, LC-UNKNOWN-QTOF, UNKNOWN
unknown | 6578 | lc | unknown | unknown | unknown | Agilent 6578, LC-UNKNOWN-QTOF, UNKNOWN
unknown | 6577 | lc | unknown | unknown | unknown | Agilent 6577, LC-UNKNOWN-QTOF, UNKNOWN
unknown | 6576 | lc | unknown | unknown | unknown | Agilent 6576, LC-UNKNOWN-QTOF, UNKNOWN
unknown | 6575 | lc | unknown | unknown | unknown | Agilent 6575, LC-UNKNOWN-QTOF, UNKNOWN
unknown | 6574 | lc | unknown | unknown | unknown | Agilent 6574, LC-UNKNOWN-QTOF, UNKNOWN
unknown | 6573 | lc | unknown | unknown | unknown | Agilent 6573, LC-UNKNOWN-QTOF, UNKNOWN
unknown | 6572 | lc | unknown | unknown | unknown | Agilent 6572, LC-UNKNOWN-QTOF, UNKNOWN
unknown | 6571 | lc | unknown | unknown | unknown | Agilent 6571, LC-UNKNOWN-QTOF, UNKNOWN
unknown | 6570 | lc | unknown | unknown | unknown | Agilent 6570, LC-UNKNOWN-QTOF, UNKNOWN
unknown | 6569 | lc | unknown | unknown | unknown | Agilent 6569, LC-UNKNOWN-QTOF, UNKNOWN
unknown | 6568 | lc | unknown | unknown | unknown | Agilent 6568, LC-UNKNOWN-QTOF, UNKNOWN
unknown | 6567 | lc | unknown | unknown | unknown | Agilent 6567, LC-UNKNOWN-QTOF, UNKNOWN
unknown | 6566 | lc | unknown | unknown | unknown | Agilent 6566, LC-UNKNOWN-QTOF, UNKNOWN
unknown | 6565 | lc | unknown | unknown | unknown | Agilent 6565, LC-UNKNOWN-QTOF, UNKNOWN
unknown | 6564 | lc | unknown | unknown | unknown | Agilent 6564, LC-UNKNOWN-QTOF, UNKNOWN
unknown | 6597 | lc | unknown | unknown | unknown | Agilent 6597, LC-UNKNOWN-QTOF, UNKNOWN
unknown | 6596 | lc | unknown | unknown | unknown | Agilent 6596, LC-UNKNOWN-QTOF, UNKNOWN
unknown | 6595 | lc | unknown | unknown | unknown | Agilent 6595, LC-UNKNOWN-QTOF, UNKNOWN
unknown | 6594 | lc | unknown | unknown | unknown | Agilent 6594, LC-UNKNOWN-QTOF, UNKNOWN
unknown | 6593 | lc | unknown | unknown | unknown | Agilent 6593, LC-UNKNOWN-QTOF, UNKNOWN
unknown | 6592 | lc | unknown | unknown | unknown | Agilent 6592, LC-UNKNOWN-QTOF, UNKNOWN
unknown | 6591 | lc | unknown | unknown | unknown | Agilent 6591, LC-UNKNOWN-QTOF, UNKNOWN
unknown | 6589 | lc | unknown | unknown | unknown | Agilent 6589, LC-UNKNOWN-QTOF, UNKNOWN
unknown | 6588 | lc | unknown | unknown | unknown | Agilent 6588, LC-UNKNOWN-QTOF, UNKNOWN
unknown | 6587 | lc | unknown | unknown | unknown | Agilent 6587, LC-UNKNOWN-QTOF, UNKNOWN
unknown | 6586 | lc | unknown | unknown | unknown | Agilent 6586, LC-UNKNOWN-QTOF, UNKNOWN
unknown | 6585 | lc | unknown | unknown | unknown | Agilent 6585, LC-UNKNOWN-QTOF, UNKNOWN
unknown | 6584 | lc | unknown | unknown | unknown | Agilent 6584, LC-UNKNOWN-QTOF, UNKNOWN
unknown | 6583 | lc | unknown | unknown | unknown | Agilent 6583, LC-UNKNOWN-QTOF, UNKNOWN
unknown | 6582 | lc | unknown | unknown | unknown | Agilent 6582, LC-UNKNOWN-QTOF, UNKNOWN
unknown | 6581 | lc | unknown | unknown | unknown | Agilent 6581, LC-UNKNOWN-QTOF, UNKNOWN
unknown | 6614 | lc | unknown | unknown | unknown | Agilent 6614, LC-UNKNOWN-QTOF, UNKNOWN
unknown | 6613 | lc | unknown | unknown | unknown | Agilent 6613, LC-UNKNOWN-QTOF, UNKNOWN
unknown | 6612 | lc | unknown | unknown | unknown | Agilent 6612, LC-UNKNOWN-QTOF, UNKNOWN
unknown | 6611 | lc | unknown | unknown | unknown | Agilent 6611, LC-UNKNOWN-QTOF, UNKNOWN
unknown | 6610 | lc | unknown | unknown | unknown | Agilent 6610, LC-UNKNOWN-QTOF, UNKNOWN
unknown | 6609 | lc | unknown | unknown | unknown | Agilent 6609, LC-UNKNOWN-QTOF, UNKNOWN
unknown | 6608 | lc | unknown | unknown | unknown | Agilent 6608, LC-UNKNOWN-QTOF, UNKNOWN
unknown | 6607 | lc | unknown | unknown | unknown | Agilent 6607, LC-UNKNOWN-QTOF, UNKNOWN
unknown | 6606 | lc | unknown | unknown | unknown | Agilent 6606, LC-UNKNOWN-QTOF, UNKNOWN
unknown | 6605 | lc | unknown | unknown | unknown | Agilent 6605, LC-UNKNOWN-QTOF, UNKNOWN
unknown | 6604 | lc | unknown | unknown | unknown | Agilent 6604, LC-UNKNOWN-QTOF, UNKNOWN
unknown | 6603 | lc | unknown | unknown | unknown | Agilent 6603, LC-UNKNOWN-QTOF, UNKNOWN
unknown | 6602 | lc | unknown | unknown | unknown | Agilent 6602, LC-UNKNOWN-QTOF, UNKNOWN
unknown | 6601 | lc | unknown | unknown | unknown | Agilent 6601, LC-UNKNOWN-QTOF, UNKNOWN
unknown | 6599 | lc | unknown | unknown | unknown | Agilent 6599, LC-UNKNOWN-QTOF, UNKNOWN
unknown | 6598 | lc | unknown | unknown | unknown | Agilent 6598, LC-UNKNOWN-QTOF, UNKNOWN
unknown | 6630 | lc | unknown | unknown | unknown | Agilent 6630, LC-UNKNOWN-QTOF, UNKNOWN
unknown | 6629 | lc | unknown | unknown | unknown | Agilent 6629, LC-UNKNOWN-QTOF, UNKNOWN
unknown | 6628 | lc | unknown | unknown | unknown | Agilent 6628, LC-UNKNOWN-QTOF, UNKNOWN
unknown | 6627 | lc | unknown | unknown | unknown | Agilent 6627, LC-UNKNOWN-QTOF, UNKNOWN
unknown | 6626 | lc | unknown | unknown | unknown | Agilent 6626, LC-UNKNOWN-QTOF, UNKNOWN
unknown | 6625 | lc | unknown | unknown | unknown | Agilent 6625, LC-UNKNOWN-QTOF, UNKNOWN
unknown | 6624 | lc | unknown | unknown | unknown | Agilent 6624, LC-UNKNOWN-QTOF, UNKNOWN
unknown | 6623 | lc | unknown | unknown | unknown | Agilent 6623, LC-UNKNOWN-QTOF, UNKNOWN
unknown | 6622 | lc | unknown | unknown | unknown | Agilent 6622, LC-UNKNOWN-QTOF, UNKNOWN
unknown | 6621 | lc | unknown | unknown | unknown | Agilent 6621, LC-UNKNOWN-QTOF, UNKNOWN
unknown | 6620 | lc | unknown | unknown | unknown | Agilent 6620, LC-UNKNOWN-QTOF, UNKNOWN
unknown | 6619 | lc | unknown | unknown | unknown | Agilent 6619, LC-UNKNOWN-QTOF, UNKNOWN
unknown | 6618 | lc | unknown | unknown | unknown | Agilent 6618, LC-UNKNOWN-QTOF, UNKNOWN
unknown | 6617 | lc | unknown | unknown | unknown | Agilent 6617, LC-UNKNOWN-QTOF, UNKNOWN
unknown | 6616 | lc | unknown | unknown | unknown | Agilent 6616, LC-UNKNOWN-QTOF, UNKNOWN
unknown | 6615 | lc | unknown | unknown | unknown | Agilent 6615, LC-UNKNOWN-QTOF, UNKNOWN
unknown | 6646 | lc | unknown | unknown | unknown | Agilent 6646, LC-UNKNOWN-QTOF, UNKNOWN
unknown | 6645 | lc | unknown | unknown | unknown | Agilent 6645, LC-UNKNOWN-QTOF, UNKNOWN
unknown | 6644 | lc | unknown | unknown | unknown | Agilent 6644, LC-UNKNOWN-QTOF, UNKNOWN
unknown | 6643 | lc | unknown | unknown | unknown | Agilent 6643, LC-UNKNOWN-QTOF, UNKNOWN
unknown | 6642 | lc | unknown | unknown | unknown | Agilent 6642, LC-UNKNOWN-QTOF, UNKNOWN
unknown | 6641 | lc | unknown | unknown | unknown | Agilent 6641, LC-UNKNOWN-QTOF, UNKNOWN
unknown | 6640 | lc | unknown | unknown | unknown | Agilent 6640, LC-UNKNOWN-QTOF, UNKNOWN
unknown | 6639 | lc | unknown | unknown | unknown | Agilent 6639, LC-UNKNOWN-QTOF, UNKNOWN
unknown | 6638 | lc | unknown | unknown | unknown | Agilent 6638, LC-UNKNOWN-QTOF, UNKNOWN
unknown | 6637 | lc | unknown | unknown | unknown | Agilent 6637, LC-UNKNOWN-QTOF, UNKNOWN
unknown | 6636 | lc | unknown | unknown | unknown | Agilent 6636, LC-UNKNOWN-QTOF, UNKNOWN
unknown | 6635 | lc | unknown | unknown | unknown | Agilent 6635, LC-UNKNOWN-QTOF, UNKNOWN
unknown | 6634 | lc | unknown | unknown | unknown | Agilent 6634, LC-UNKNOWN-QTOF, UNKNOWN
unknown | 6633 | lc | unknown | unknown | unknown | Agilent 6633, LC-UNKNOWN-QTOF, UNKNOWN
unknown | 6632 | lc | unknown | unknown | unknown | Agilent 6632, LC-UNKNOWN-QTOF, UNKNOWN
unknown | 6631 | lc | unknown | unknown | unknown | Agilent 6631, LC-UNKNOWN-QTOF, UNKNOWN
unknown | 6662 | lc | unknown | unknown | unknown | Agilent 6662, LC-UNKNOWN-QTOF, UNKNOWN
unknown | 6661 | lc | unknown | unknown | unknown | Agilent 6661, LC-UNKNOWN-QTOF, UNKNOWN
unknown | 6660 | lc | unknown | unknown | unknown | Agilent 6660, LC-UNKNOWN-QTOF, UNKNOWN
unknown | 6659 | lc | unknown | unknown | unknown | Agilent 6659, LC-UNKNOWN-QTOF, UNKNOWN
unknown | 6658 | lc | unknown | unknown | unknown | Agilent 6658, LC-UNKNOWN-QTOF, UNKNOWN
unknown | 6657 | lc | unknown | unknown | unknown | Agilent 6657, LC-UNKNOWN-QTOF, UNKNOWN
unknown | 6656 | lc | unknown | unknown | unknown | Agilent 6656, LC-UNKNOWN-QTOF, UNKNOWN
unknown | 6655 | lc | unknown | unknown | unknown | Agilent 6655, LC-UNKNOWN-QTOF, UNKNOWN
unknown | 6654 | lc | unknown | unknown | unknown | Agilent 6654, LC-UNKNOWN-QTOF, UNKNOWN
unknown | 6653 | lc | unknown | unknown | unknown | Agilent 6653, LC-UNKNOWN-QTOF, UNKNOWN
unknown | 6652 | lc | unknown | unknown | unknown | Agilent 6652, LC-UNKNOWN-QTOF, UNKNOWN
unknown | 6651 | lc | unknown | unknown | unknown | Agilent 6651, LC-UNKNOWN-QTOF, UNKNOWN
unknown | 6650 | lc | unknown | unknown | unknown | Agilent 6650, LC-UNKNOWN-QTOF, UNKNOWN
unknown | 6649 | lc | unknown | unknown | unknown | Agilent 6649, LC-UNKNOWN-QTOF, UNKNOWN
unknown | 6648 | lc | unknown | unknown | unknown | Agilent 6648, LC-UNKNOWN-QTOF, UNKNOWN
unknown | 6647 | lc | unknown | unknown | unknown | Agilent 6647, LC-UNKNOWN-QTOF, UNKNOWN
unknown | 6678 | lc | unknown | unknown | unknown | Agilent 6678, LC-UNKNOWN-QTOF, UNKNOWN
unknown | 6677 | lc | unknown | unknown | unknown | Agilent 6677, LC-UNKNOWN-QTOF, UNKNOWN
unknown | 6676 | lc | unknown | unknown | unknown | Agilent 6676, LC-UNKNOWN-QTOF, UNKNOWN
unknown | 6675 | lc | unknown | unknown | unknown | Agilent 6675, LC-UNKNOWN-QTOF, UNKNOWN
unknown | 6674 | lc | unknown | unknown | unknown | Agilent 6674, LC-UNKNOWN-QTOF, UNKNOWN
unknown | 6673 | lc | unknown | unknown | unknown | Agilent 6673, LC-UNKNOWN-QTOF, UNKNOWN
unknown | 6672 | lc | unknown | unknown | unknown | Agilent 6672, LC-UNKNOWN-QTOF, UNKNOWN
unknown | 6671 | lc | unknown | unknown | unknown | Agilent 6671, LC-UNKNOWN-QTOF, UNKNOWN
unknown | 6670 | lc | unknown | unknown | unknown | Agilent 6670, LC-UNKNOWN-QTOF, UNKNOWN
unknown | 6669 | lc | unknown | unknown | unknown | Agilent 6669, LC-UNKNOWN-QTOF, UNKNOWN
unknown | 6668 | lc | unknown | unknown | unknown | Agilent 6668, LC-UNKNOWN-QTOF, UNKNOWN
unknown | 6667 | lc | unknown | unknown | unknown | Agilent 6667, LC-UNKNOWN-QTOF, UNKNOWN
unknown | 6666 | lc | unknown | unknown | unknown | Agilent 6666, LC-UNKNOWN-QTOF, UNKNOWN
unknown | 6665 | lc | unknown | unknown | unknown | Agilent 6665, LC-UNKNOWN-QTOF, UNKNOWN
unknown | 6664 | lc | unknown | unknown | unknown | Agilent 6664, LC-UNKNOWN-QTOF, UNKNOWN
unknown | 6663 | lc | unknown | unknown | unknown | Agilent 6663, LC-UNKNOWN-QTOF, UNKNOWN
unknown | 6533 | lc | qtof | unknown | high | Agilent 6533, LC-UNKNOWN-QTOF, HIGH
unknown | 6532 | lc | qtof | unknown | high | Agilent 6532, LC-UNKNOWN-QTOF, HIGH
unknown | 6531 | lc | qtof | unknown | high | Agilent 6531, LC-UNKNOWN-QTOF, HIGH
unknown | 6530 | lc | qtof | unknown | high | Agilent 6530, LC-UNKNOWN-QTOF, HIGH
unknown | 6410 | lc | qqq | unknown | low | Agilent 6410, LC-UNKNOWN-QQQ, LOW
unknown | 6210 | ce | tof | unknown | high | Agilent 6210, CE-UNKNOWN-TOF, HIGH
unknown | 6210 | lc | tof | unknown | high | Agilent 6210, LC-UNKNOWN-TOF, HIGH
agilent | 6577 | lc | qtof | esi | high | Agilent 6577, LC-ESI-QTOF, HIGH
agilent | 6576 | lc | qtof | esi | high | Agilent 6576, LC-ESI-QTOF, HIGH
unknown | 7100 | ce | unknown | unknown | unknown | Agilent 7100, CE-UNKNOWN-QTOF, UNKNOWN
unknown | 6680 | lc | unknown | unknown | unknown | Agilent 6680, LC-UNKNOWN-QTOF, UNKNOWN
unknown | 6679 | lc | unknown | unknown | unknown | Agilent 6679, LC-UNKNOWN-QTOF, UNKNOWN
unknown | 6676 | lc | unknown | esi | high | Agilent 6676, LC-ESI-QTOF, HIGH
unknown | 6675 | lc | unknown | esi | high | Agilent 6675, LC-ESI-QTOF, HIGH
unknown | 6674 | lc | unknown | esi | high | Agilent 6674, LC-ESI-QTOF, HIGH
unknown | 6673 | lc | unknown | esi | high | Agilent 6673, LC-ESI-QTOF, HIGH
unknown | 6672 | lc | unknown | esi | high | Agilent 6672, LC-ESI-QTOF, HIGH
unknown | 6671 | lc | unknown | esi | high | Agilent 6671, LC-ESI-QTOF, HIGH
unknown | 6670 | lc | unknown | esi | high | Agilent 6670, LC-ESI-QTOF, HIGH
unknown | 6669 | lc | unknown | esi | high | Agilent 6669, LC-ESI-QTOF, HIGH
unknown | 6668 | lc | unknown | esi | high | Agilent 6668, LC-ESI-QTOF, HIGH
unknown | 6667 | lc | unknown | esi | high | Agilent 6667, LC-ESI-QTOF, HIGH
unknown | 6666 | lc | unknown | esi | high | Agilent 6666, LC-ESI-QTOF, HIGH
unknown | 6538 | lc | qtof | unknown | high | Agilent 6538, LC-UNKNOWN-QTOF, HIGH
unknown | 6537 | lc | qtof | unknown | high | Agilent 6537, LC-UNKNOWN-QTOF, HIGH
unknown | 6536 | lc | qtof | unknown | high | Agilent 6536, LC-UNKNOWN-QTOF, HIGH
unknown | 6535 | lc | qtof | unknown | high | Agilent 6535, LC-UNKNOWN-QTOF, HIGH
unknown | 6534 | lc | qtof | unknown | high | Agilent 6534, LC-UNKNOWN-QTOF, HIGH
unknown | 6660 | lc | unknown | esi | high | Agilent 6660, LC-ESI-QTOF, HIGH
unknown | 6659 | lc | unknown | esi | high | Agilent 6659, LC-ESI-QTOF, HIGH
unknown | 6658 | lc | unknown | esi | high | Agilent 6658, LC-ESI-QTOF, HIGH
unknown | 6657 | lc | unknown | esi | high | Agilent 6657, LC-ESI-QTOF, HIGH
unknown | 6656 | lc | unknown | esi | high | Agilent 6656, LC-ESI-QTOF, HIGH
unknown | 6655 | lc | unknown | esi | high | Agilent 6655, LC-ESI-QTOF, HIGH
unknown | 6654 | lc | unknown | esi | high | Agilent 6654, LC-ESI-QTOF, HIGH
unknown | 6653 | lc | unknown | esi | high | Agilent 6653, LC-ESI-QTOF, HIGH
unknown | 6652 | lc | unknown | esi | high | Agilent 6652, LC-ESI-QTOF, HIGH
unknown | 6651 | lc | unknown | esi | high | Agilent 6651, LC-ESI-QTOF, HIGH
unknown | 6650 | lc | unknown | esi | high | Agilent 6650, LC-ESI-QTOF, HIGH
unknown | 7100 | ce | unknown | esi | high | Agilent 7100, CE-ESI-QTOF, HIGH
unknown | 6680 | lc | unknown | esi | high | Agilent 6680, LC-ESI-QTOF, HIGH
unknown | 6679 | lc | unknown | esi | high | Agilent 6679, LC-ESI-QTOF, HIGH
unknown | 6678 | lc | unknown | esi | high | Agilent 6678, LC-ESI-QTOF, HIGH
unknown | 6677 | lc | unknown | esi | high | Agilent 6677, LC-ESI-QTOF, HIGH
unknown | 6644 | lc | unknown | esi | high | Agilent 6644, LC-ESI-QTOF, HIGH
unknown | 6643 | lc | unknown | esi | high | Agilent 6643, LC-ESI-QTOF, HIGH
unknown | 6642 | lc | unknown | esi | high | Agilent 6642, LC-ESI-QTOF, HIGH
unknown | 6641 | lc | unknown | esi | high | Agilent 6641, LC-ESI-QTOF, HIGH
unknown | 6640 | lc | unknown | esi | high | Agilent 6640, LC-ESI-QTOF, HIGH
unknown | 6639 | lc | unknown | esi | high | Agilent 6639, LC-ESI-QTOF, HIGH
unknown | 6638 | lc | unknown | esi | high | Agilent 6638, LC-ESI-QTOF, HIGH
unknown | 6637 | lc | unknown | esi | high | Agilent 6637, LC-ESI-QTOF, HIGH
unknown | 6636 | lc | unknown | esi | high | Agilent 6636, LC-ESI-QTOF, HIGH
unknown | 6635 | lc | unknown | esi | high | Agilent 6635, LC-ESI-QTOF, HIGH
unknown | 6634 | lc | unknown | esi | high | Agilent 6634, LC-ESI-QTOF, HIGH
unknown | 6665 | lc | unknown | esi | high | Agilent 6665, LC-ESI-QTOF, HIGH
unknown | 6664 | lc | unknown | esi | high | Agilent 6664, LC-ESI-QTOF, HIGH
unknown | 6663 | lc | unknown | esi | high | Agilent 6663, LC-ESI-QTOF, HIGH
unknown | 6662 | lc | unknown | esi | high | Agilent 6662, LC-ESI-QTOF, HIGH
unknown | 6661 | lc | unknown | esi | high | Agilent 6661, LC-ESI-QTOF, HIGH
unknown | 6628 | lc | unknown | esi | high | Agilent 6628, LC-ESI-QTOF, HIGH
unknown | 6627 | lc | unknown | esi | high | Agilent 6627, LC-ESI-QTOF, HIGH
unknown | 6626 | lc | unknown | esi | high | Agilent 6626, LC-ESI-QTOF, HIGH
unknown | 6625 | lc | unknown | esi | high | Agilent 6625, LC-ESI-QTOF, HIGH
unknown | 6624 | lc | unknown | esi | high | Agilent 6624, LC-ESI-QTOF, HIGH
unknown | 6623 | lc | unknown | esi | high | Agilent 6623, LC-ESI-QTOF, HIGH
unknown | 6622 | lc | unknown | esi | high | Agilent 6622, LC-ESI-QTOF, HIGH
unknown | 6621 | lc | unknown | esi | high | Agilent 6621, LC-ESI-QTOF, HIGH
unknown | 6620 | lc | unknown | esi | high | Agilent 6620, LC-ESI-QTOF, HIGH
unknown | 6619 | lc | unknown | esi | high | Agilent 6619, LC-ESI-QTOF, HIGH
unknown | 6618 | lc | unknown | esi | high | Agilent 6618, LC-ESI-QTOF, HIGH
unknown | 6649 | lc | unknown | esi | high | Agilent 6649, LC-ESI-QTOF, HIGH
unknown | 6648 | lc | unknown | esi | high | Agilent 6648, LC-ESI-QTOF, HIGH
unknown | 6647 | lc | unknown | esi | high | Agilent 6647, LC-ESI-QTOF, HIGH
unknown | 6646 | lc | unknown | esi | high | Agilent 6646, LC-ESI-QTOF, HIGH
unknown | 6645 | lc | unknown | esi | high | Agilent 6645, LC-ESI-QTOF, HIGH
unknown | 6612 | lc | unknown | esi | high | Agilent 6612, LC-ESI-QTOF, HIGH
unknown | 6611 | lc | unknown | esi | high | Agilent 6611, LC-ESI-QTOF, HIGH
unknown | 6610 | lc | unknown | esi | high | Agilent 6610, LC-ESI-QTOF, HIGH
unknown | 6609 | lc | unknown | esi | high | Agilent 6609, LC-ESI-QTOF, HIGH
unknown | 6608 | lc | unknown | esi | high | Agilent 6608, LC-ESI-QTOF, HIGH
unknown | 6607 | lc | unknown | esi | high | Agilent 6607, LC-ESI-QTOF, HIGH
unknown | 6606 | lc | unknown | esi | high | Agilent 6606, LC-ESI-QTOF, HIGH
unknown | 6605 | lc | unknown | esi | high | Agilent 6605, LC-ESI-QTOF, HIGH
unknown | 6604 | lc | unknown | esi | high | Agilent 6604, LC-ESI-QTOF, HIGH
unknown | 6603 | lc | unknown | esi | high | Agilent 6603, LC-ESI-QTOF, HIGH
unknown | 6602 | lc | unknown | esi | high | Agilent 6602, LC-ESI-QTOF, HIGH
unknown | 6633 | lc | unknown | esi | high | Agilent 6633, LC-ESI-QTOF, HIGH
unknown | 6632 | lc | unknown | esi | high | Agilent 6632, LC-ESI-QTOF, HIGH
unknown | 6631 | lc | unknown | esi | high | Agilent 6631, LC-ESI-QTOF, HIGH
unknown | 6630 | lc | unknown | esi | high | Agilent 6630, LC-ESI-QTOF, HIGH
unknown | 6629 | lc | unknown | esi | high | Agilent 6629, LC-ESI-QTOF, HIGH
unknown | 6595 | lc | unknown | esi | high | Agilent 6595, LC-ESI-QTOF, HIGH
unknown | 6594 | lc | unknown | esi | high | Agilent 6594, LC-ESI-QTOF, HIGH
unknown | 6593 | lc | unknown | esi | high | Agilent 6593, LC-ESI-QTOF, HIGH
unknown | 6592 | lc | unknown | esi | high | Agilent 6592, LC-ESI-QTOF, HIGH
unknown | 6591 | lc | unknown | esi | high | Agilent 6591, LC-ESI-QTOF, HIGH
unknown | 6589 | lc | unknown | esi | high | Agilent 6589, LC-ESI-QTOF, HIGH
unknown | 6588 | lc | unknown | esi | high | Agilent 6588, LC-ESI-QTOF, HIGH
unknown | 6587 | lc | unknown | esi | high | Agilent 6587, LC-ESI-QTOF, HIGH
unknown | 6586 | lc | unknown | esi | high | Agilent 6586, LC-ESI-QTOF, HIGH
unknown | 6585 | lc | unknown | esi | high | Agilent 6585, LC-ESI-QTOF, HIGH
unknown | 6584 | lc | unknown | esi | high | Agilent 6584, LC-ESI-QTOF, HIGH
unknown | 6617 | lc | unknown | esi | high | Agilent 6617, LC-ESI-QTOF, HIGH
unknown | 6616 | lc | unknown | esi | high | Agilent 6616, LC-ESI-QTOF, HIGH
unknown | 6615 | lc | unknown | esi | high | Agilent 6615, LC-ESI-QTOF, HIGH
unknown | 6614 | lc | unknown | esi | high | Agilent 6614, LC-ESI-QTOF, HIGH
unknown | 6613 | lc | unknown | esi | high | Agilent 6613, LC-ESI-QTOF, HIGH
unknown | 6577 | lc | unknown | esi | high | Agilent 6577, LC-ESI-QTOF, HIGH
unknown | 6576 | lc | unknown | esi | high | Agilent 6576, LC-ESI-QTOF, HIGH
unknown | 6575 | lc | unknown | esi | high | Agilent 6575, LC-ESI-QTOF, HIGH
unknown | 6574 | lc | unknown | esi | high | Agilent 6574, LC-ESI-QTOF, HIGH
unknown | 6573 | lc | unknown | esi | high | Agilent 6573, LC-ESI-QTOF, HIGH
unknown | 6572 | lc | unknown | esi | high | Agilent 6572, LC-ESI-QTOF, HIGH
unknown | 6571 | lc | unknown | esi | high | Agilent 6571, LC-ESI-QTOF, HIGH
unknown | 6570 | lc | unknown | esi | high | Agilent 6570, LC-ESI-QTOF, HIGH
unknown | 6569 | lc | unknown | esi | high | Agilent 6569, LC-ESI-QTOF, HIGH
unknown | 6568 | lc | unknown | esi | high | Agilent 6568, LC-ESI-QTOF, HIGH
unknown | 6567 | lc | unknown | esi | high | Agilent 6567, LC-ESI-QTOF, HIGH
unknown | 6601 | lc | unknown | esi | high | Agilent 6601, LC-ESI-QTOF, HIGH
unknown | 6599 | lc | unknown | esi | high | Agilent 6599, LC-ESI-QTOF, HIGH
unknown | 6598 | lc | unknown | esi | high | Agilent 6598, LC-ESI-QTOF, HIGH
unknown | 6597 | lc | unknown | esi | high | Agilent 6597, LC-ESI-QTOF, HIGH
unknown | 6596 | lc | unknown | esi | high | Agilent 6596, LC-ESI-QTOF, HIGH
unknown | 6561 | lc | unknown | esi | high | Agilent 6561, LC-ESI-QTOF, HIGH
unknown | 6560 | lc | unknown | esi | high | Agilent 6560, LC-ESI-QTOF, HIGH
unknown | 6559 | lc | unknown | esi | high | Agilent 6559, LC-ESI-QTOF, HIGH
unknown | 6558 | lc | unknown | esi | high | Agilent 6558, LC-ESI-QTOF, HIGH
unknown | 6557 | lc | unknown | esi | high | Agilent 6557, LC-ESI-QTOF, HIGH
unknown | 6556 | lc | unknown | esi | high | Agilent 6556, LC-ESI-QTOF, HIGH
unknown | 6555 | lc | unknown | esi | high | Agilent 6555, LC-ESI-QTOF, HIGH
unknown | 6554 | lc | unknown | esi | high | Agilent 6554, LC-ESI-QTOF, HIGH
unknown | 6553 | lc | unknown | esi | high | Agilent 6553, LC-ESI-QTOF, HIGH
unknown | 6552 | lc | unknown | esi | high | Agilent 6552, LC-ESI-QTOF, HIGH
unknown | 6551 | lc | unknown | esi | high | Agilent 6551, LC-ESI-QTOF, HIGH
unknown | 6583 | lc | unknown | esi | high | Agilent 6583, LC-ESI-QTOF, HIGH
unknown | 6582 | lc | unknown | esi | high | Agilent 6582, LC-ESI-QTOF, HIGH
unknown | 6581 | lc | unknown | esi | high | Agilent 6581, LC-ESI-QTOF, HIGH
unknown | 6580 | lc | unknown | esi | high | Agilent 6580, LC-ESI-QTOF, HIGH
unknown | 6578 | lc | unknown | esi | high | Agilent 6578, LC-ESI-QTOF, HIGH
unknown | 6545 | lc | unknown | esi | high | Agilent 6545, LC-ESI-QTOF, HIGH
unknown | 6544 | lc | unknown | esi | high | Agilent 6544, LC-ESI-QTOF, HIGH
unknown | 6543 | lc | unknown | esi | high | Agilent 6543, LC-ESI-QTOF, HIGH
unknown | 6542 | lc | unknown | esi | high | Agilent 6542, LC-ESI-QTOF, HIGH
unknown | 6541 | lc | unknown | esi | high | Agilent 6541, LC-ESI-QTOF, HIGH
unknown | 6540 | lc | unknown | esi | high | Agilent 6540, LC-ESI-QTOF, HIGH
unknown | 6539 | lc | unknown | esi | high | Agilent 6539, LC-ESI-QTOF, HIGH
unknown | 6538 | lc | unknown | esi | high | Agilent 6538, LC-ESI-QTOF, HIGH
unknown | 6537 | lc | unknown | esi | high | Agilent 6537, LC-ESI-QTOF, HIGH
unknown | 6536 | lc | unknown | esi | high | Agilent 6536, LC-ESI-QTOF, HIGH
unknown | 6535 | lc | unknown | esi | high | Agilent 6535, LC-ESI-QTOF, HIGH
unknown | 6566 | lc | unknown | esi | high | Agilent 6566, LC-ESI-QTOF, HIGH
unknown | 6565 | lc | unknown | esi | high | Agilent 6565, LC-ESI-QTOF, HIGH
unknown | 6564 | lc | unknown | esi | high | Agilent 6564, LC-ESI-QTOF, HIGH
unknown | 6563 | lc | unknown | esi | high | Agilent 6563, LC-ESI-QTOF, HIGH
unknown | 6562 | lc | unknown | esi | high | Agilent 6562, LC-ESI-QTOF, HIGH
unknown | 6530 | lc | unknown | esi | high | Agilent 6530, LC-ESI-QTOF, HIGH
unknown | 6410 | lc | unknown | esi | low | Agilent 6410, LC-ESI-QQQ, LOW
unknown | 6210 | ce | unknown | esi | high | Agilent 6210, CE-ESI-TOF, HIGH
unknown | 6210 | lc | unknown | esi | high | Agilent 6210, LC-ESI-TOF, HIGH
agilent | 6575 | lc | qtof | esi | high | Agilent 6575, LC-ESI-QTOF, HIGH
unknown | 7100 | unknown | qtof | esi | high | Agilent 7100, LC-ESI-QTOF, HIGH
unknown | 6680 | unknown | qtof | esi | high | Agilent 6680, LC-ESI-QTOF, HIGH
unknown | 6679 | unknown | qtof | esi | high | Agilent 6679, LC-ESI-QTOF, HIGH
unknown | 6678 | unknown | qtof | esi | high | Agilent 6678, LC-ESI-QTOF, HIGH
unknown | 6550 | lc | unknown | esi | high | Agilent 6550, LC-ESI-QTOF, HIGH
unknown | 6549 | lc | unknown | esi | high | Agilent 6549, LC-ESI-QTOF, HIGH
unknown | 6548 | lc | unknown | esi | high | Agilent 6548, LC-ESI-QTOF, HIGH
unknown | 6547 | lc | unknown | esi | high | Agilent 6547, LC-ESI-QTOF, HIGH
unknown | 6546 | lc | unknown | esi | high | Agilent 6546, LC-ESI-QTOF, HIGH
agilent | 6601 | lc | qtof | esi | high | Agilent 6601, LC-ESI-QTOF, HIGH
agilent | 6599 | lc | qtof | esi | high | Agilent 6599, LC-ESI-QTOF, HIGH
agilent | 6598 | lc | qtof | esi | high | Agilent 6598, LC-ESI-QTOF, HIGH
agilent | 6597 | lc | qtof | esi | high | Agilent 6597, LC-ESI-QTOF, HIGH
agilent | 6629 | lc | qtof | esi | high | Agilent 6629, LC-ESI-QTOF, HIGH
agilent | 6628 | lc | qtof | esi | high | Agilent 6628, LC-ESI-QTOF, HIGH
agilent | 6627 | lc | qtof | esi | high | Agilent 6627, LC-ESI-QTOF, HIGH
agilent | 6626 | lc | qtof | esi | high | Agilent 6626, LC-ESI-QTOF, HIGH
agilent | 6625 | lc | qtof | esi | high | Agilent 6625, LC-ESI-QTOF, HIGH
agilent | 6624 | lc | qtof | esi | high | Agilent 6624, LC-ESI-QTOF, HIGH
agilent | 6623 | lc | qtof | esi | high | Agilent 6623, LC-ESI-QTOF, HIGH
agilent | 6622 | lc | qtof | esi | high | Agilent 6622, LC-ESI-QTOF, HIGH
agilent | 6621 | lc | qtof | esi | high | Agilent 6621, LC-ESI-QTOF, HIGH
agilent | 6620 | lc | qtof | esi | high | Agilent 6620, LC-ESI-QTOF, HIGH
agilent | 6619 | lc | qtof | esi | high | Agilent 6619, LC-ESI-QTOF, HIGH
agilent | 6618 | lc | qtof | esi | high | Agilent 6618, LC-ESI-QTOF, HIGH
unknown | 6673 | unknown | qtof | esi | high | Agilent 6673, LC-ESI-QTOF, HIGH
unknown | 6672 | unknown | qtof | esi | high | Agilent 6672, LC-ESI-QTOF, HIGH
unknown | 6671 | unknown | qtof | esi | high | Agilent 6671, LC-ESI-QTOF, HIGH
unknown | 6670 | unknown | qtof | esi | high | Agilent 6670, LC-ESI-QTOF, HIGH
unknown | 6669 | unknown | qtof | esi | high | Agilent 6669, LC-ESI-QTOF, HIGH
unknown | 6668 | unknown | qtof | esi | high | Agilent 6668, LC-ESI-QTOF, HIGH
unknown | 6667 | unknown | qtof | esi | high | Agilent 6667, LC-ESI-QTOF, HIGH
unknown | 6666 | unknown | qtof | esi | high | Agilent 6666, LC-ESI-QTOF, HIGH
unknown | 6665 | unknown | qtof | esi | high | Agilent 6665, LC-ESI-QTOF, HIGH
unknown | 6664 | unknown | qtof | esi | high | Agilent 6664, LC-ESI-QTOF, HIGH
unknown | 6663 | unknown | qtof | esi | high | Agilent 6663, LC-ESI-QTOF, HIGH
unknown | 6662 | unknown | qtof | esi | high | Agilent 6662, LC-ESI-QTOF, HIGH
unknown | 6534 | lc | unknown | esi | high | Agilent 6534, LC-ESI-QTOF, HIGH
unknown | 6533 | lc | unknown | esi | high | Agilent 6533, LC-ESI-QTOF, HIGH
unknown | 6532 | lc | unknown | esi | high | Agilent 6532, LC-ESI-QTOF, HIGH
unknown | 6531 | lc | unknown | esi | high | Agilent 6531, LC-ESI-QTOF, HIGH
unknown | 6657 | unknown | qtof | esi | high | Agilent 6657, LC-ESI-QTOF, HIGH
unknown | 6656 | unknown | qtof | esi | high | Agilent 6656, LC-ESI-QTOF, HIGH
unknown | 6655 | unknown | qtof | esi | high | Agilent 6655, LC-ESI-QTOF, HIGH
unknown | 6654 | unknown | qtof | esi | high | Agilent 6654, LC-ESI-QTOF, HIGH
unknown | 6653 | unknown | qtof | esi | high | Agilent 6653, LC-ESI-QTOF, HIGH
unknown | 6652 | unknown | qtof | esi | high | Agilent 6652, LC-ESI-QTOF, HIGH
unknown | 6651 | unknown | qtof | esi | high | Agilent 6651, LC-ESI-QTOF, HIGH
unknown | 6650 | unknown | qtof | esi | high | Agilent 6650, LC-ESI-QTOF, HIGH
unknown | 6649 | unknown | qtof | esi | high | Agilent 6649, LC-ESI-QTOF, HIGH
unknown | 6648 | unknown | qtof | esi | high | Agilent 6648, LC-ESI-QTOF, HIGH
unknown | 6647 | unknown | qtof | esi | high | Agilent 6647, LC-ESI-QTOF, HIGH
unknown | 6646 | unknown | qtof | esi | high | Agilent 6646, LC-ESI-QTOF, HIGH
unknown | 6677 | unknown | qtof | esi | high | Agilent 6677, LC-ESI-QTOF, HIGH
unknown | 6676 | unknown | qtof | esi | high | Agilent 6676, LC-ESI-QTOF, HIGH
unknown | 6675 | unknown | qtof | esi | high | Agilent 6675, LC-ESI-QTOF, HIGH
unknown | 6674 | unknown | qtof | esi | high | Agilent 6674, LC-ESI-QTOF, HIGH
unknown | 6641 | unknown | qtof | esi | high | Agilent 6641, LC-ESI-QTOF, HIGH
unknown | 6640 | unknown | qtof | esi | high | Agilent 6640, LC-ESI-QTOF, HIGH
unknown | 6639 | unknown | qtof | esi | high | Agilent 6639, LC-ESI-QTOF, HIGH
unknown | 6638 | unknown | qtof | esi | high | Agilent 6638, LC-ESI-QTOF, HIGH
unknown | 6637 | unknown | qtof | esi | high | Agilent 6637, LC-ESI-QTOF, HIGH
unknown | 6636 | unknown | qtof | esi | high | Agilent 6636, LC-ESI-QTOF, HIGH
unknown | 6635 | unknown | qtof | esi | high | Agilent 6635, LC-ESI-QTOF, HIGH
unknown | 6634 | unknown | qtof | esi | high | Agilent 6634, LC-ESI-QTOF, HIGH
unknown | 6633 | unknown | qtof | esi | high | Agilent 6633, LC-ESI-QTOF, HIGH
unknown | 6632 | unknown | qtof | esi | high | Agilent 6632, LC-ESI-QTOF, HIGH
unknown | 6631 | unknown | qtof | esi | high | Agilent 6631, LC-ESI-QTOF, HIGH
unknown | 6630 | unknown | qtof | esi | high | Agilent 6630, LC-ESI-QTOF, HIGH
unknown | 6661 | unknown | qtof | esi | high | Agilent 6661, LC-ESI-QTOF, HIGH
unknown | 6660 | unknown | qtof | esi | high | Agilent 6660, LC-ESI-QTOF, HIGH
unknown | 6659 | unknown | qtof | esi | high | Agilent 6659, LC-ESI-QTOF, HIGH
unknown | 6658 | unknown | qtof | esi | high | Agilent 6658, LC-ESI-QTOF, HIGH
unknown | 6625 | unknown | qtof | esi | high | Agilent 6625, LC-ESI-QTOF, HIGH
unknown | 6624 | unknown | qtof | esi | high | Agilent 6624, LC-ESI-QTOF, HIGH
unknown | 6623 | unknown | qtof | esi | high | Agilent 6623, LC-ESI-QTOF, HIGH
unknown | 6622 | unknown | qtof | esi | high | Agilent 6622, LC-ESI-QTOF, HIGH
unknown | 6621 | unknown | qtof | esi | high | Agilent 6621, LC-ESI-QTOF, HIGH
unknown | 6620 | unknown | qtof | esi | high | Agilent 6620, LC-ESI-QTOF, HIGH
unknown | 6619 | unknown | qtof | esi | high | Agilent 6619, LC-ESI-QTOF, HIGH
unknown | 6618 | unknown | qtof | esi | high | Agilent 6618, LC-ESI-QTOF, HIGH
unknown | 6617 | unknown | qtof | esi | high | Agilent 6617, LC-ESI-QTOF, HIGH
unknown | 6616 | unknown | qtof | esi | high | Agilent 6616, LC-ESI-QTOF, HIGH
unknown | 6615 | unknown | qtof | esi | high | Agilent 6615, LC-ESI-QTOF, HIGH
unknown | 6614 | unknown | qtof | esi | high | Agilent 6614, LC-ESI-QTOF, HIGH
unknown | 6645 | unknown | qtof | esi | high | Agilent 6645, LC-ESI-QTOF, HIGH
unknown | 6644 | unknown | qtof | esi | high | Agilent 6644, LC-ESI-QTOF, HIGH
unknown | 6643 | unknown | qtof | esi | high | Agilent 6643, LC-ESI-QTOF, HIGH
unknown | 6642 | unknown | qtof | esi | high | Agilent 6642, LC-ESI-QTOF, HIGH
unknown | 6609 | unknown | qtof | esi | high | Agilent 6609, LC-ESI-QTOF, HIGH
unknown | 6608 | unknown | qtof | esi | high | Agilent 6608, LC-ESI-QTOF, HIGH
unknown | 6607 | unknown | qtof | esi | high | Agilent 6607, LC-ESI-QTOF, HIGH
unknown | 6606 | unknown | qtof | esi | high | Agilent 6606, LC-ESI-QTOF, HIGH
unknown | 6605 | unknown | qtof | esi | high | Agilent 6605, LC-ESI-QTOF, HIGH
unknown | 6604 | unknown | qtof | esi | high | Agilent 6604, LC-ESI-QTOF, HIGH
unknown | 6603 | unknown | qtof | esi | high | Agilent 6603, LC-ESI-QTOF, HIGH
unknown | 6602 | unknown | qtof | esi | high | Agilent 6602, LC-ESI-QTOF, HIGH
unknown | 6601 | unknown | qtof | esi | high | Agilent 6601, LC-ESI-QTOF, HIGH
unknown | 6599 | unknown | qtof | esi | high | Agilent 6599, LC-ESI-QTOF, HIGH
unknown | 6598 | unknown | qtof | esi | high | Agilent 6598, LC-ESI-QTOF, HIGH
unknown | 6597 | unknown | qtof | esi | high | Agilent 6597, LC-ESI-QTOF, HIGH
unknown | 6629 | unknown | qtof | esi | high | Agilent 6629, LC-ESI-QTOF, HIGH
unknown | 6628 | unknown | qtof | esi | high | Agilent 6628, LC-ESI-QTOF, HIGH
unknown | 6627 | unknown | qtof | esi | high | Agilent 6627, LC-ESI-QTOF, HIGH
unknown | 6626 | unknown | qtof | esi | high | Agilent 6626, LC-ESI-QTOF, HIGH
unknown | 6592 | unknown | qtof | esi | high | Agilent 6592, LC-ESI-QTOF, HIGH
unknown | 6591 | unknown | qtof | esi | high | Agilent 6591, LC-ESI-QTOF, HIGH
unknown | 6589 | unknown | qtof | esi | high | Agilent 6589, LC-ESI-QTOF, HIGH
unknown | 6588 | unknown | qtof | esi | high | Agilent 6588, LC-ESI-QTOF, HIGH
unknown | 6587 | unknown | qtof | esi | high | Agilent 6587, LC-ESI-QTOF, HIGH
unknown | 6586 | unknown | qtof | esi | high | Agilent 6586, LC-ESI-QTOF, HIGH
unknown | 6585 | unknown | qtof | esi | high | Agilent 6585, LC-ESI-QTOF, HIGH
unknown | 6584 | unknown | qtof | esi | high | Agilent 6584, LC-ESI-QTOF, HIGH
unknown | 6583 | unknown | qtof | esi | high | Agilent 6583, LC-ESI-QTOF, HIGH
unknown | 6582 | unknown | qtof | esi | high | Agilent 6582, LC-ESI-QTOF, HIGH
unknown | 6581 | unknown | qtof | esi | high | Agilent 6581, LC-ESI-QTOF, HIGH
unknown | 6580 | unknown | qtof | esi | high | Agilent 6580, LC-ESI-QTOF, HIGH
unknown | 6613 | unknown | qtof | esi | high | Agilent 6613, LC-ESI-QTOF, HIGH
unknown | 6612 | unknown | qtof | esi | high | Agilent 6612, LC-ESI-QTOF, HIGH
unknown | 6611 | unknown | qtof | esi | high | Agilent 6611, LC-ESI-QTOF, HIGH
unknown | 6610 | unknown | qtof | esi | high | Agilent 6610, LC-ESI-QTOF, HIGH
unknown | 6574 | unknown | qtof | esi | high | Agilent 6574, LC-ESI-QTOF, HIGH
unknown | 6573 | unknown | qtof | esi | high | Agilent 6573, LC-ESI-QTOF, HIGH
unknown | 6572 | unknown | qtof | esi | high | Agilent 6572, LC-ESI-QTOF, HIGH
unknown | 6571 | unknown | qtof | esi | high | Agilent 6571, LC-ESI-QTOF, HIGH
unknown | 6570 | unknown | qtof | esi | high | Agilent 6570, LC-ESI-QTOF, HIGH
unknown | 6569 | unknown | qtof | esi | high | Agilent 6569, LC-ESI-QTOF, HIGH
unknown | 6568 | unknown | qtof | esi | high | Agilent 6568, LC-ESI-QTOF, HIGH
unknown | 6567 | unknown | qtof | esi | high | Agilent 6567, LC-ESI-QTOF, HIGH
unknown | 6566 | unknown | qtof | esi | high | Agilent 6566, LC-ESI-QTOF, HIGH
unknown | 6565 | unknown | qtof | esi | high | Agilent 6565, LC-ESI-QTOF, HIGH
unknown | 6564 | unknown | qtof | esi | high | Agilent 6564, LC-ESI-QTOF, HIGH
unknown | 6563 | unknown | qtof | esi | high | Agilent 6563, LC-ESI-QTOF, HIGH
unknown | 6596 | unknown | qtof | esi | high | Agilent 6596, LC-ESI-QTOF, HIGH
unknown | 6595 | unknown | qtof | esi | high | Agilent 6595, LC-ESI-QTOF, HIGH
unknown | 6594 | unknown | qtof | esi | high | Agilent 6594, LC-ESI-QTOF, HIGH
unknown | 6593 | unknown | qtof | esi | high | Agilent 6593, LC-ESI-QTOF, HIGH
unknown | 6558 | unknown | qtof | esi | high | Agilent 6558, LC-ESI-QTOF, HIGH
unknown | 6557 | unknown | qtof | esi | high | Agilent 6557, LC-ESI-QTOF, HIGH
unknown | 6556 | unknown | qtof | esi | high | Agilent 6556, LC-ESI-QTOF, HIGH
unknown | 6555 | unknown | qtof | esi | high | Agilent 6555, LC-ESI-QTOF, HIGH
unknown | 6554 | unknown | qtof | esi | high | Agilent 6554, LC-ESI-QTOF, HIGH
unknown | 6553 | unknown | qtof | esi | high | Agilent 6553, LC-ESI-QTOF, HIGH
unknown | 6552 | unknown | qtof | esi | high | Agilent 6552, LC-ESI-QTOF, HIGH
unknown | 6551 | unknown | qtof | esi | high | Agilent 6551, LC-ESI-QTOF, HIGH
unknown | 6550 | unknown | qtof | esi | high | Agilent 6550, LC-ESI-QTOF, HIGH
unknown | 6549 | unknown | qtof | esi | high | Agilent 6549, LC-ESI-QTOF, HIGH
unknown | 6548 | unknown | qtof | esi | high | Agilent 6548, LC-ESI-QTOF, HIGH
unknown | 6547 | unknown | qtof | esi | high | Agilent 6547, LC-ESI-QTOF, HIGH
unknown | 6578 | unknown | qtof | esi | high | Agilent 6578, LC-ESI-QTOF, HIGH
unknown | 6577 | unknown | qtof | esi | high | Agilent 6577, LC-ESI-QTOF, HIGH
unknown | 6576 | unknown | qtof | esi | high | Agilent 6576, LC-ESI-QTOF, HIGH
unknown | 6575 | unknown | qtof | esi | high | Agilent 6575, LC-ESI-QTOF, HIGH
unknown | 6542 | unknown | qtof | esi | high | Agilent 6542, LC-ESI-QTOF, HIGH
unknown | 6541 | unknown | qtof | esi | high | Agilent 6541, LC-ESI-QTOF, HIGH
unknown | 6540 | unknown | qtof | esi | high | Agilent 6540, LC-ESI-QTOF, HIGH
unknown | 6539 | unknown | qtof | esi | high | Agilent 6539, LC-ESI-QTOF, HIGH
unknown | 6538 | unknown | qtof | esi | high | Agilent 6538, LC-ESI-QTOF, HIGH
unknown | 6537 | unknown | qtof | esi | high | Agilent 6537, LC-ESI-QTOF, HIGH
unknown | 6536 | unknown | qtof | esi | high | Agilent 6536, LC-ESI-QTOF, HIGH
unknown | 6535 | unknown | qtof | esi | high | Agilent 6535, LC-ESI-QTOF, HIGH
unknown | 6534 | unknown | qtof | esi | high | Agilent 6534, LC-ESI-QTOF, HIGH
unknown | 6533 | unknown | qtof | esi | high | Agilent 6533, LC-ESI-QTOF, HIGH
unknown | 6532 | unknown | qtof | esi | high | Agilent 6532, LC-ESI-QTOF, HIGH
unknown | 6531 | unknown | qtof | esi | high | Agilent 6531, LC-ESI-QTOF, HIGH
unknown | 6562 | unknown | qtof | esi | high | Agilent 6562, LC-ESI-QTOF, HIGH
unknown | 6561 | unknown | qtof | esi | high | Agilent 6561, LC-ESI-QTOF, HIGH
unknown | 6560 | unknown | qtof | esi | high | Agilent 6560, LC-ESI-QTOF, HIGH
unknown | 6559 | unknown | qtof | esi | high | Agilent 6559, LC-ESI-QTOF, HIGH
agilent | 6677 | lc | qtof | esi | unknown | Agilent 6677, LC-ESI-QTOF, UNKNOWN
agilent | 6676 | lc | qtof | esi | unknown | Agilent 6676, LC-ESI-QTOF, UNKNOWN
agilent | 6675 | lc | qtof | esi | unknown | Agilent 6675, LC-ESI-QTOF, UNKNOWN
agilent | 6674 | lc | qtof | esi | unknown | Agilent 6674, LC-ESI-QTOF, UNKNOWN
agilent | 6673 | lc | qtof | esi | unknown | Agilent 6673, LC-ESI-QTOF, UNKNOWN
agilent | 6672 | lc | qtof | esi | unknown | Agilent 6672, LC-ESI-QTOF, UNKNOWN
agilent | 6671 | lc | qtof | esi | unknown | Agilent 6671, LC-ESI-QTOF, UNKNOWN
agilent | 6670 | lc | qtof | esi | unknown | Agilent 6670, LC-ESI-QTOF, UNKNOWN
unknown | 6530 | unknown | qtof | esi | high | Agilent 6530, LC-ESI-QTOF, HIGH
unknown | 6410 | unknown | qqq | esi | low | Agilent 6410, LC-ESI-QQQ, LOW
unknown | 6210 | unknown | tof | esi | high | Agilent 6210, LC-ESI-TOF, HIGH
unknown | 6210 | unknown | tof | esi | high | Agilent 6210, LC-ESI-TOF, HIGH
unknown | 6546 | unknown | qtof | esi | high | Agilent 6546, LC-ESI-QTOF, HIGH
unknown | 6545 | unknown | qtof | esi | high | Agilent 6545, LC-ESI-QTOF, HIGH
unknown | 6544 | unknown | qtof | esi | high | Agilent 6544, LC-ESI-QTOF, HIGH
unknown | 6543 | unknown | qtof | esi | high | Agilent 6543, LC-ESI-QTOF, HIGH
agilent | 6662 | lc | qtof | esi | unknown | Agilent 6662, LC-ESI-QTOF, UNKNOWN
agilent | 6661 | lc | qtof | esi | unknown | Agilent 6661, LC-ESI-QTOF, UNKNOWN
agilent | 6660 | lc | qtof | esi | unknown | Agilent 6660, LC-ESI-QTOF, UNKNOWN
agilent | 6659 | lc | qtof | esi | unknown | Agilent 6659, LC-ESI-QTOF, UNKNOWN
agilent | 6658 | lc | qtof | esi | unknown | Agilent 6658, LC-ESI-QTOF, UNKNOWN
agilent | 6657 | lc | qtof | esi | unknown | Agilent 6657, LC-ESI-QTOF, UNKNOWN
agilent | 6656 | lc | qtof | esi | unknown | Agilent 6656, LC-ESI-QTOF, UNKNOWN
agilent | 6655 | lc | qtof | esi | unknown | Agilent 6655, LC-ESI-QTOF, UNKNOWN
agilent | 6654 | lc | qtof | esi | unknown | Agilent 6654, LC-ESI-QTOF, UNKNOWN
agilent | 6574 | lc | qtof | esi | high | Agilent 6574, LC-ESI-QTOF, HIGH
agilent | 7100 | ce | qtof | esi | unknown | Agilent 7100, CE-ESI-QTOF, UNKNOWN
agilent | 6680 | lc | qtof | esi | unknown | Agilent 6680, LC-ESI-QTOF, UNKNOWN
agilent | 6679 | lc | qtof | esi | unknown | Agilent 6679, LC-ESI-QTOF, UNKNOWN
agilent | 6678 | lc | qtof | esi | unknown | Agilent 6678, LC-ESI-QTOF, UNKNOWN
agilent | 6646 | lc | qtof | esi | unknown | Agilent 6646, LC-ESI-QTOF, UNKNOWN
agilent | 6645 | lc | qtof | esi | unknown | Agilent 6645, LC-ESI-QTOF, UNKNOWN
agilent | 6644 | lc | qtof | esi | unknown | Agilent 6644, LC-ESI-QTOF, UNKNOWN
agilent | 6643 | lc | qtof | esi | unknown | Agilent 6643, LC-ESI-QTOF, UNKNOWN
agilent | 6642 | lc | qtof | esi | unknown | Agilent 6642, LC-ESI-QTOF, UNKNOWN
agilent | 6641 | lc | qtof | esi | unknown | Agilent 6641, LC-ESI-QTOF, UNKNOWN
agilent | 6640 | lc | qtof | esi | unknown | Agilent 6640, LC-ESI-QTOF, UNKNOWN
agilent | 6639 | lc | qtof | esi | unknown | Agilent 6639, LC-ESI-QTOF, UNKNOWN
agilent | 6638 | lc | qtof | esi | unknown | Agilent 6638, LC-ESI-QTOF, UNKNOWN
agilent | 6669 | lc | qtof | esi | unknown | Agilent 6669, LC-ESI-QTOF, UNKNOWN
agilent | 6668 | lc | qtof | esi | unknown | Agilent 6668, LC-ESI-QTOF, UNKNOWN
agilent | 6667 | lc | qtof | esi | unknown | Agilent 6667, LC-ESI-QTOF, UNKNOWN
agilent | 6666 | lc | qtof | esi | unknown | Agilent 6666, LC-ESI-QTOF, UNKNOWN
agilent | 6665 | lc | qtof | esi | unknown | Agilent 6665, LC-ESI-QTOF, UNKNOWN
agilent | 6664 | lc | qtof | esi | unknown | Agilent 6664, LC-ESI-QTOF, UNKNOWN
agilent | 6663 | lc | qtof | esi | unknown | Agilent 6663, LC-ESI-QTOF, UNKNOWN
agilent | 6630 | lc | qtof | esi | unknown | Agilent 6630, LC-ESI-QTOF, UNKNOWN
agilent | 6629 | lc | qtof | esi | unknown | Agilent 6629, LC-ESI-QTOF, UNKNOWN
agilent | 6628 | lc | qtof | esi | unknown | Agilent 6628, LC-ESI-QTOF, UNKNOWN
agilent | 6627 | lc | qtof | esi | unknown | Agilent 6627, LC-ESI-QTOF, UNKNOWN
agilent | 6626 | lc | qtof | esi | unknown | Agilent 6626, LC-ESI-QTOF, UNKNOWN
agilent | 6625 | lc | qtof | esi | unknown | Agilent 6625, LC-ESI-QTOF, UNKNOWN
agilent | 6624 | lc | qtof | esi | unknown | Agilent 6624, LC-ESI-QTOF, UNKNOWN
agilent | 6623 | lc | qtof | esi | unknown | Agilent 6623, LC-ESI-QTOF, UNKNOWN
agilent | 6622 | lc | qtof | esi | unknown | Agilent 6622, LC-ESI-QTOF, UNKNOWN
agilent | 6653 | lc | qtof | esi | unknown | Agilent 6653, LC-ESI-QTOF, UNKNOWN
agilent | 6652 | lc | qtof | esi | unknown | Agilent 6652, LC-ESI-QTOF, UNKNOWN
agilent | 6651 | lc | qtof | esi | unknown | Agilent 6651, LC-ESI-QTOF, UNKNOWN
agilent | 6650 | lc | qtof | esi | unknown | Agilent 6650, LC-ESI-QTOF, UNKNOWN
agilent | 6649 | lc | qtof | esi | unknown | Agilent 6649, LC-ESI-QTOF, UNKNOWN
agilent | 6648 | lc | qtof | esi | unknown | Agilent 6648, LC-ESI-QTOF, UNKNOWN
agilent | 6647 | lc | qtof | esi | unknown | Agilent 6647, LC-ESI-QTOF, UNKNOWN
agilent | 6614 | lc | qtof | esi | unknown | Agilent 6614, LC-ESI-QTOF, UNKNOWN
agilent | 6613 | lc | qtof | esi | unknown | Agilent 6613, LC-ESI-QTOF, UNKNOWN
agilent | 6612 | lc | qtof | esi | unknown | Agilent 6612, LC-ESI-QTOF, UNKNOWN
agilent | 6611 | lc | qtof | esi | unknown | Agilent 6611, LC-ESI-QTOF, UNKNOWN
agilent | 6610 | lc | qtof | esi | unknown | Agilent 6610, LC-ESI-QTOF, UNKNOWN
agilent | 6609 | lc | qtof | esi | unknown | Agilent 6609, LC-ESI-QTOF, UNKNOWN
agilent | 6608 | lc | qtof | esi | unknown | Agilent 6608, LC-ESI-QTOF, UNKNOWN
agilent | 6607 | lc | qtof | esi | unknown | Agilent 6607, LC-ESI-QTOF, UNKNOWN
agilent | 6606 | lc | qtof | esi | unknown | Agilent 6606, LC-ESI-QTOF, UNKNOWN
agilent | 6637 | lc | qtof | esi | unknown | Agilent 6637, LC-ESI-QTOF, UNKNOWN
agilent | 6636 | lc | qtof | esi | unknown | Agilent 6636, LC-ESI-QTOF, UNKNOWN
agilent | 6635 | lc | qtof | esi | unknown | Agilent 6635, LC-ESI-QTOF, UNKNOWN
agilent | 6634 | lc | qtof | esi | unknown | Agilent 6634, LC-ESI-QTOF, UNKNOWN
agilent | 6633 | lc | qtof | esi | unknown | Agilent 6633, LC-ESI-QTOF, UNKNOWN
agilent | 6632 | lc | qtof | esi | unknown | Agilent 6632, LC-ESI-QTOF, UNKNOWN
agilent | 6631 | lc | qtof | esi | unknown | Agilent 6631, LC-ESI-QTOF, UNKNOWN
agilent | 6597 | lc | qtof | esi | unknown | Agilent 6597, LC-ESI-QTOF, UNKNOWN
agilent | 6596 | lc | qtof | esi | unknown | Agilent 6596, LC-ESI-QTOF, UNKNOWN
agilent | 6595 | lc | qtof | esi | unknown | Agilent 6595, LC-ESI-QTOF, UNKNOWN
agilent | 6594 | lc | qtof | esi | unknown | Agilent 6594, LC-ESI-QTOF, UNKNOWN
agilent | 6593 | lc | qtof | esi | unknown | Agilent 6593, LC-ESI-QTOF, UNKNOWN
agilent | 6592 | lc | qtof | esi | unknown | Agilent 6592, LC-ESI-QTOF, UNKNOWN
agilent | 6591 | lc | qtof | esi | unknown | Agilent 6591, LC-ESI-QTOF, UNKNOWN
agilent | 6589 | lc | qtof | esi | unknown | Agilent 6589, LC-ESI-QTOF, UNKNOWN
agilent | 6588 | lc | qtof | esi | unknown | Agilent 6588, LC-ESI-QTOF, UNKNOWN
agilent | 6621 | lc | qtof | esi | unknown | Agilent 6621, LC-ESI-QTOF, UNKNOWN
agilent | 6620 | lc | qtof | esi | unknown | Agilent 6620, LC-ESI-QTOF, UNKNOWN
agilent | 6619 | lc | qtof | esi | unknown | Agilent 6619, LC-ESI-QTOF, UNKNOWN
agilent | 6618 | lc | qtof | esi | unknown | Agilent 6618, LC-ESI-QTOF, UNKNOWN
agilent | 6617 | lc | qtof | esi | unknown | Agilent 6617, LC-ESI-QTOF, UNKNOWN
agilent | 6616 | lc | qtof | esi | unknown | Agilent 6616, LC-ESI-QTOF, UNKNOWN
agilent | 6615 | lc | qtof | esi | unknown | Agilent 6615, LC-ESI-QTOF, UNKNOWN
agilent | 6580 | lc | qtof | esi | unknown | Agilent 6580, LC-ESI-QTOF, UNKNOWN
agilent | 6578 | lc | qtof | esi | unknown | Agilent 6578, LC-ESI-QTOF, UNKNOWN
agilent | 6577 | lc | qtof | esi | unknown | Agilent 6577, LC-ESI-QTOF, UNKNOWN
agilent | 6576 | lc | qtof | esi | unknown | Agilent 6576, LC-ESI-QTOF, UNKNOWN
agilent | 6575 | lc | qtof | esi | unknown | Agilent 6575, LC-ESI-QTOF, UNKNOWN
agilent | 6574 | lc | qtof | esi | unknown | Agilent 6574, LC-ESI-QTOF, UNKNOWN
agilent | 6573 | lc | qtof | esi | unknown | Agilent 6573, LC-ESI-QTOF, UNKNOWN
agilent | 6572 | lc | qtof | esi | unknown | Agilent 6572, LC-ESI-QTOF, UNKNOWN
agilent | 6571 | lc | qtof | esi | unknown | Agilent 6571, LC-ESI-QTOF, UNKNOWN
agilent | 6605 | lc | qtof | esi | unknown | Agilent 6605, LC-ESI-QTOF, UNKNOWN
agilent | 6604 | lc | qtof | esi | unknown | Agilent 6604, LC-ESI-QTOF, UNKNOWN
agilent | 6603 | lc | qtof | esi | unknown | Agilent 6603, LC-ESI-QTOF, UNKNOWN
agilent | 6602 | lc | qtof | esi | unknown | Agilent 6602, LC-ESI-QTOF, UNKNOWN
agilent | 6601 | lc | qtof | esi | unknown | Agilent 6601, LC-ESI-QTOF, UNKNOWN
agilent | 6599 | lc | qtof | esi | unknown | Agilent 6599, LC-ESI-QTOF, UNKNOWN
agilent | 6598 | lc | qtof | esi | unknown | Agilent 6598, LC-ESI-QTOF, UNKNOWN
agilent | 6563 | lc | qtof | esi | unknown | Agilent 6563, LC-ESI-QTOF, UNKNOWN
agilent | 6562 | lc | qtof | esi | unknown | Agilent 6562, LC-ESI-QTOF, UNKNOWN
agilent | 6561 | lc | qtof | esi | unknown | Agilent 6561, LC-ESI-QTOF, UNKNOWN
agilent | 6560 | lc | qtof | esi | unknown | Agilent 6560, LC-ESI-QTOF, UNKNOWN
agilent | 6559 | lc | qtof | esi | unknown | Agilent 6559, LC-ESI-QTOF, UNKNOWN
agilent | 6558 | lc | qtof | esi | unknown | Agilent 6558, LC-ESI-QTOF, UNKNOWN
agilent | 6557 | lc | qtof | esi | unknown | Agilent 6557, LC-ESI-QTOF, UNKNOWN
agilent | 6556 | lc | qtof | esi | unknown | Agilent 6556, LC-ESI-QTOF, UNKNOWN
agilent | 6555 | lc | qtof | esi | unknown | Agilent 6555, LC-ESI-QTOF, UNKNOWN
agilent | 6587 | lc | qtof | esi | unknown | Agilent 6587, LC-ESI-QTOF, UNKNOWN
agilent | 6586 | lc | qtof | esi | unknown | Agilent 6586, LC-ESI-QTOF, UNKNOWN
agilent | 6585 | lc | qtof | esi | unknown | Agilent 6585, LC-ESI-QTOF, UNKNOWN
agilent | 6584 | lc | qtof | esi | unknown | Agilent 6584, LC-ESI-QTOF, UNKNOWN
agilent | 6583 | lc | qtof | esi | unknown | Agilent 6583, LC-ESI-QTOF, UNKNOWN
agilent | 6582 | lc | qtof | esi | unknown | Agilent 6582, LC-ESI-QTOF, UNKNOWN
agilent | 6581 | lc | qtof | esi | unknown | Agilent 6581, LC-ESI-QTOF, UNKNOWN
agilent | 6547 | lc | qtof | esi | unknown | Agilent 6547, LC-ESI-QTOF, UNKNOWN
agilent | 6546 | lc | qtof | esi | unknown | Agilent 6546, LC-ESI-QTOF, UNKNOWN
agilent | 6545 | lc | qtof | esi | unknown | Agilent 6545, LC-ESI-QTOF, UNKNOWN
agilent | 6544 | lc | qtof | esi | unknown | Agilent 6544, LC-ESI-QTOF, UNKNOWN
agilent | 6543 | lc | qtof | esi | unknown | Agilent 6543, LC-ESI-QTOF, UNKNOWN
agilent | 6542 | lc | qtof | esi | unknown | Agilent 6542, LC-ESI-QTOF, UNKNOWN
agilent | 6541 | lc | qtof | esi | unknown | Agilent 6541, LC-ESI-QTOF, UNKNOWN
agilent | 6540 | lc | qtof | esi | unknown | Agilent 6540, LC-ESI-QTOF, UNKNOWN
agilent | 6539 | lc | qtof | esi | unknown | Agilent 6539, LC-ESI-QTOF, UNKNOWN
agilent | 6570 | lc | qtof | esi | unknown | Agilent 6570, LC-ESI-QTOF, UNKNOWN
agilent | 6569 | lc | qtof | esi | unknown | Agilent 6569, LC-ESI-QTOF, UNKNOWN
agilent | 6568 | lc | qtof | esi | unknown | Agilent 6568, LC-ESI-QTOF, UNKNOWN
agilent | 6567 | lc | qtof | esi | unknown | Agilent 6567, LC-ESI-QTOF, UNKNOWN
agilent | 6566 | lc | qtof | esi | unknown | Agilent 6566, LC-ESI-QTOF, UNKNOWN
agilent | 6565 | lc | qtof | esi | unknown | Agilent 6565, LC-ESI-QTOF, UNKNOWN
agilent | 6564 | lc | qtof | esi | unknown | Agilent 6564, LC-ESI-QTOF, UNKNOWN
agilent | 6532 | lc | qtof | esi | unknown | Agilent 6532, LC-ESI-QTOF, UNKNOWN
agilent | 6531 | lc | qtof | esi | unknown | Agilent 6531, LC-ESI-QTOF, UNKNOWN
agilent | 6530 | lc | qtof | esi | unknown | Agilent 6530, LC-ESI-QTOF, UNKNOWN
agilent | 6410 | lc | qqq | esi | unknown | Agilent 6410, LC-ESI-QQQ, UNKNOWN
agilent | 6210 | ce | tof | esi | unknown | Agilent 6210, CE-ESI-TOF, UNKNOWN
agilent | 6210 | lc | tof | esi | unknown | Agilent 6210, LC-ESI-TOF, UNKNOWN
agilent | 6573 | lc | qtof | esi | high | Agilent 6573, LC-ESI-QTOF, HIGH
agilent | 6554 | lc | qtof | esi | unknown | Agilent 6554, LC-ESI-QTOF, UNKNOWN
agilent | 6553 | lc | qtof | esi | unknown | Agilent 6553, LC-ESI-QTOF, UNKNOWN
agilent | 6552 | lc | qtof | esi | unknown | Agilent 6552, LC-ESI-QTOF, UNKNOWN
agilent | 6551 | lc | qtof | esi | unknown | Agilent 6551, LC-ESI-QTOF, UNKNOWN
agilent | 6550 | lc | qtof | esi | unknown | Agilent 6550, LC-ESI-QTOF, UNKNOWN
agilent | 6549 | lc | qtof | esi | unknown | Agilent 6549, LC-ESI-QTOF, UNKNOWN
agilent | 6548 | lc | qtof | esi | unknown | Agilent 6548, LC-ESI-QTOF, UNKNOWN
agilent | 6675 | lc | qtof | unknown | high | Agilent 6675, LC-UNKNOWN-QTOF, HIGH
agilent | 6674 | lc | qtof | unknown | high | Agilent 6674, LC-UNKNOWN-QTOF, HIGH
agilent | 6673 | lc | qtof | unknown | high | Agilent 6673, LC-UNKNOWN-QTOF, HIGH
agilent | 6672 | lc | qtof | unknown | high | Agilent 6672, LC-UNKNOWN-QTOF, HIGH
agilent | 6671 | lc | qtof | unknown | high | Agilent 6671, LC-UNKNOWN-QTOF, HIGH
agilent | 6670 | lc | qtof | unknown | high | Agilent 6670, LC-UNKNOWN-QTOF, HIGH
agilent | 6669 | lc | qtof | unknown | high | Agilent 6669, LC-UNKNOWN-QTOF, HIGH
agilent | 6668 | lc | qtof | unknown | high | Agilent 6668, LC-UNKNOWN-QTOF, HIGH
agilent | 6667 | lc | qtof | unknown | high | Agilent 6667, LC-UNKNOWN-QTOF, HIGH
agilent | 6666 | lc | qtof | unknown | high | Agilent 6666, LC-UNKNOWN-QTOF, HIGH
agilent | 6538 | lc | qtof | esi | unknown | Agilent 6538, LC-ESI-QTOF, UNKNOWN
agilent | 6537 | lc | qtof | esi | unknown | Agilent 6537, LC-ESI-QTOF, UNKNOWN
agilent | 6536 | lc | qtof | esi | unknown | Agilent 6536, LC-ESI-QTOF, UNKNOWN
agilent | 6535 | lc | qtof | esi | unknown | Agilent 6535, LC-ESI-QTOF, UNKNOWN
agilent | 6534 | lc | qtof | esi | unknown | Agilent 6534, LC-ESI-QTOF, UNKNOWN
agilent | 6533 | lc | qtof | esi | unknown | Agilent 6533, LC-ESI-QTOF, UNKNOWN
agilent | 6659 | lc | qtof | unknown | high | Agilent 6659, LC-UNKNOWN-QTOF, HIGH
agilent | 6658 | lc | qtof | unknown | high | Agilent 6658, LC-UNKNOWN-QTOF, HIGH
agilent | 6657 | lc | qtof | unknown | high | Agilent 6657, LC-UNKNOWN-QTOF, HIGH
agilent | 6656 | lc | qtof | unknown | high | Agilent 6656, LC-UNKNOWN-QTOF, HIGH
agilent | 6655 | lc | qtof | unknown | high | Agilent 6655, LC-UNKNOWN-QTOF, HIGH
agilent | 6654 | lc | qtof | unknown | high | Agilent 6654, LC-UNKNOWN-QTOF, HIGH
agilent | 6653 | lc | qtof | unknown | high | Agilent 6653, LC-UNKNOWN-QTOF, HIGH
agilent | 6652 | lc | qtof | unknown | high | Agilent 6652, LC-UNKNOWN-QTOF, HIGH
agilent | 6651 | lc | qtof | unknown | high | Agilent 6651, LC-UNKNOWN-QTOF, HIGH
agilent | 6650 | lc | qtof | unknown | high | Agilent 6650, LC-UNKNOWN-QTOF, HIGH
agilent | 7100 | ce | qtof | unknown | high | Agilent 7100, CE-UNKNOWN-QTOF, HIGH
agilent | 6680 | lc | qtof | unknown | high | Agilent 6680, LC-UNKNOWN-QTOF, HIGH
agilent | 6679 | lc | qtof | unknown | high | Agilent 6679, LC-UNKNOWN-QTOF, HIGH
agilent | 6678 | lc | qtof | unknown | high | Agilent 6678, LC-UNKNOWN-QTOF, HIGH
agilent | 6677 | lc | qtof | unknown | high | Agilent 6677, LC-UNKNOWN-QTOF, HIGH
agilent | 6676 | lc | qtof | unknown | high | Agilent 6676, LC-UNKNOWN-QTOF, HIGH
agilent | 6643 | lc | qtof | unknown | high | Agilent 6643, LC-UNKNOWN-QTOF, HIGH
agilent | 6642 | lc | qtof | unknown | high | Agilent 6642, LC-UNKNOWN-QTOF, HIGH
agilent | 6641 | lc | qtof | unknown | high | Agilent 6641, LC-UNKNOWN-QTOF, HIGH
agilent | 6640 | lc | qtof | unknown | high | Agilent 6640, LC-UNKNOWN-QTOF, HIGH
agilent | 6639 | lc | qtof | unknown | high | Agilent 6639, LC-UNKNOWN-QTOF, HIGH
agilent | 6638 | lc | qtof | unknown | high | Agilent 6638, LC-UNKNOWN-QTOF, HIGH
agilent | 6637 | lc | qtof | unknown | high | Agilent 6637, LC-UNKNOWN-QTOF, HIGH
agilent | 6636 | lc | qtof | unknown | high | Agilent 6636, LC-UNKNOWN-QTOF, HIGH
agilent | 6635 | lc | qtof | unknown | high | Agilent 6635, LC-UNKNOWN-QTOF, HIGH
agilent | 6634 | lc | qtof | unknown | high | Agilent 6634, LC-UNKNOWN-QTOF, HIGH
agilent | 6665 | lc | qtof | unknown | high | Agilent 6665, LC-UNKNOWN-QTOF, HIGH
agilent | 6664 | lc | qtof | unknown | high | Agilent 6664, LC-UNKNOWN-QTOF, HIGH
agilent | 6663 | lc | qtof | unknown | high | Agilent 6663, LC-UNKNOWN-QTOF, HIGH
agilent | 6662 | lc | qtof | unknown | high | Agilent 6662, LC-UNKNOWN-QTOF, HIGH
agilent | 6661 | lc | qtof | unknown | high | Agilent 6661, LC-UNKNOWN-QTOF, HIGH
agilent | 6660 | lc | qtof | unknown | high | Agilent 6660, LC-UNKNOWN-QTOF, HIGH
agilent | 6627 | lc | qtof | unknown | high | Agilent 6627, LC-UNKNOWN-QTOF, HIGH
agilent | 6626 | lc | qtof | unknown | high | Agilent 6626, LC-UNKNOWN-QTOF, HIGH
agilent | 6625 | lc | qtof | unknown | high | Agilent 6625, LC-UNKNOWN-QTOF, HIGH
agilent | 6624 | lc | qtof | unknown | high | Agilent 6624, LC-UNKNOWN-QTOF, HIGH
agilent | 6623 | lc | qtof | unknown | high | Agilent 6623, LC-UNKNOWN-QTOF, HIGH
agilent | 6622 | lc | qtof | unknown | high | Agilent 6622, LC-UNKNOWN-QTOF, HIGH
agilent | 6621 | lc | qtof | unknown | high | Agilent 6621, LC-UNKNOWN-QTOF, HIGH
agilent | 6620 | lc | qtof | unknown | high | Agilent 6620, LC-UNKNOWN-QTOF, HIGH
agilent | 6619 | lc | qtof | unknown | high | Agilent 6619, LC-UNKNOWN-QTOF, HIGH
agilent | 6618 | lc | qtof | unknown | high | Agilent 6618, LC-UNKNOWN-QTOF, HIGH
agilent | 6649 | lc | qtof | unknown | high | Agilent 6649, LC-UNKNOWN-QTOF, HIGH
agilent | 6648 | lc | qtof | unknown | high | Agilent 6648, LC-UNKNOWN-QTOF, HIGH
agilent | 6647 | lc | qtof | unknown | high | Agilent 6647, LC-UNKNOWN-QTOF, HIGH
agilent | 6646 | lc | qtof | unknown | high | Agilent 6646, LC-UNKNOWN-QTOF, HIGH
agilent | 6645 | lc | qtof | unknown | high | Agilent 6645, LC-UNKNOWN-QTOF, HIGH
agilent | 6644 | lc | qtof | unknown | high | Agilent 6644, LC-UNKNOWN-QTOF, HIGH
agilent | 6611 | lc | qtof | unknown | high | Agilent 6611, LC-UNKNOWN-QTOF, HIGH
agilent | 6610 | lc | qtof | unknown | high | Agilent 6610, LC-UNKNOWN-QTOF, HIGH
agilent | 6609 | lc | qtof | unknown | high | Agilent 6609, LC-UNKNOWN-QTOF, HIGH
agilent | 6608 | lc | qtof | unknown | high | Agilent 6608, LC-UNKNOWN-QTOF, HIGH
agilent | 6607 | lc | qtof | unknown | high | Agilent 6607, LC-UNKNOWN-QTOF, HIGH
agilent | 6606 | lc | qtof | unknown | high | Agilent 6606, LC-UNKNOWN-QTOF, HIGH
agilent | 6605 | lc | qtof | unknown | high | Agilent 6605, LC-UNKNOWN-QTOF, HIGH
agilent | 6604 | lc | qtof | unknown | high | Agilent 6604, LC-UNKNOWN-QTOF, HIGH
agilent | 6603 | lc | qtof | unknown | high | Agilent 6603, LC-UNKNOWN-QTOF, HIGH
agilent | 6602 | lc | qtof | unknown | high | Agilent 6602, LC-UNKNOWN-QTOF, HIGH
agilent | 6633 | lc | qtof | unknown | high | Agilent 6633, LC-UNKNOWN-QTOF, HIGH
agilent | 6632 | lc | qtof | unknown | high | Agilent 6632, LC-UNKNOWN-QTOF, HIGH
agilent | 6631 | lc | qtof | unknown | high | Agilent 6631, LC-UNKNOWN-QTOF, HIGH
agilent | 6630 | lc | qtof | unknown | high | Agilent 6630, LC-UNKNOWN-QTOF, HIGH
agilent | 6629 | lc | qtof | unknown | high | Agilent 6629, LC-UNKNOWN-QTOF, HIGH
agilent | 6628 | lc | qtof | unknown | high | Agilent 6628, LC-UNKNOWN-QTOF, HIGH
agilent | 6594 | lc | qtof | unknown | high | Agilent 6594, LC-UNKNOWN-QTOF, HIGH
agilent | 6593 | lc | qtof | unknown | high | Agilent 6593, LC-UNKNOWN-QTOF, HIGH
agilent | 6592 | lc | qtof | unknown | high | Agilent 6592, LC-UNKNOWN-QTOF, HIGH
agilent | 6591 | lc | qtof | unknown | high | Agilent 6591, LC-UNKNOWN-QTOF, HIGH
agilent | 6589 | lc | qtof | unknown | high | Agilent 6589, LC-UNKNOWN-QTOF, HIGH
agilent | 6588 | lc | qtof | unknown | high | Agilent 6588, LC-UNKNOWN-QTOF, HIGH
agilent | 6587 | lc | qtof | unknown | high | Agilent 6587, LC-UNKNOWN-QTOF, HIGH
agilent | 6586 | lc | qtof | unknown | high | Agilent 6586, LC-UNKNOWN-QTOF, HIGH
agilent | 6585 | lc | qtof | unknown | high | Agilent 6585, LC-UNKNOWN-QTOF, HIGH
agilent | 6584 | lc | qtof | unknown | high | Agilent 6584, LC-UNKNOWN-QTOF, HIGH
agilent | 6617 | lc | qtof | unknown | high | Agilent 6617, LC-UNKNOWN-QTOF, HIGH
agilent | 6616 | lc | qtof | unknown | high | Agilent 6616, LC-UNKNOWN-QTOF, HIGH
agilent | 6615 | lc | qtof | unknown | high | Agilent 6615, LC-UNKNOWN-QTOF, HIGH
agilent | 6614 | lc | qtof | unknown | high | Agilent 6614, LC-UNKNOWN-QTOF, HIGH
agilent | 6613 | lc | qtof | unknown | high | Agilent 6613, LC-UNKNOWN-QTOF, HIGH
agilent | 6612 | lc | qtof | unknown | high | Agilent 6612, LC-UNKNOWN-QTOF, HIGH
agilent | 6576 | lc | qtof | unknown | high | Agilent 6576, LC-UNKNOWN-QTOF, HIGH
agilent | 6575 | lc | qtof | unknown | high | Agilent 6575, LC-UNKNOWN-QTOF, HIGH
agilent | 6574 | lc | qtof | unknown | high | Agilent 6574, LC-UNKNOWN-QTOF, HIGH
agilent | 6573 | lc | qtof | unknown | high | Agilent 6573, LC-UNKNOWN-QTOF, HIGH
agilent | 6572 | lc | qtof | unknown | high | Agilent 6572, LC-UNKNOWN-QTOF, HIGH
agilent | 6571 | lc | qtof | unknown | high | Agilent 6571, LC-UNKNOWN-QTOF, HIGH
agilent | 6570 | lc | qtof | unknown | high | Agilent 6570, LC-UNKNOWN-QTOF, HIGH
agilent | 6569 | lc | qtof | unknown | high | Agilent 6569, LC-UNKNOWN-QTOF, HIGH
agilent | 6568 | lc | qtof | unknown | high | Agilent 6568, LC-UNKNOWN-QTOF, HIGH
agilent | 6567 | lc | qtof | unknown | high | Agilent 6567, LC-UNKNOWN-QTOF, HIGH
agilent | 6601 | lc | qtof | unknown | high | Agilent 6601, LC-UNKNOWN-QTOF, HIGH
agilent | 6599 | lc | qtof | unknown | high | Agilent 6599, LC-UNKNOWN-QTOF, HIGH
agilent | 6598 | lc | qtof | unknown | high | Agilent 6598, LC-UNKNOWN-QTOF, HIGH
agilent | 6597 | lc | qtof | unknown | high | Agilent 6597, LC-UNKNOWN-QTOF, HIGH
agilent | 6596 | lc | qtof | unknown | high | Agilent 6596, LC-UNKNOWN-QTOF, HIGH
agilent | 6595 | lc | qtof | unknown | high | Agilent 6595, LC-UNKNOWN-QTOF, HIGH
agilent | 6560 | lc | qtof | unknown | high | Agilent 6560, LC-UNKNOWN-QTOF, HIGH
agilent | 6559 | lc | qtof | unknown | high | Agilent 6559, LC-UNKNOWN-QTOF, HIGH
agilent | 6558 | lc | qtof | unknown | high | Agilent 6558, LC-UNKNOWN-QTOF, HIGH
agilent | 6557 | lc | qtof | unknown | high | Agilent 6557, LC-UNKNOWN-QTOF, HIGH
agilent | 6556 | lc | qtof | unknown | high | Agilent 6556, LC-UNKNOWN-QTOF, HIGH
agilent | 6555 | lc | qtof | unknown | high | Agilent 6555, LC-UNKNOWN-QTOF, HIGH
agilent | 6554 | lc | qtof | unknown | high | Agilent 6554, LC-UNKNOWN-QTOF, HIGH
agilent | 6553 | lc | qtof | unknown | high | Agilent 6553, LC-UNKNOWN-QTOF, HIGH
agilent | 6552 | lc | qtof | unknown | high | Agilent 6552, LC-UNKNOWN-QTOF, HIGH
agilent | 6551 | lc | qtof | unknown | high | Agilent 6551, LC-UNKNOWN-QTOF, HIGH
agilent | 6583 | lc | qtof | unknown | high | Agilent 6583, LC-UNKNOWN-QTOF, HIGH
agilent | 6582 | lc | qtof | unknown | high | Agilent 6582, LC-UNKNOWN-QTOF, HIGH
agilent | 6581 | lc | qtof | unknown | high | Agilent 6581, LC-UNKNOWN-QTOF, HIGH
agilent | 6580 | lc | qtof | unknown | high | Agilent 6580, LC-UNKNOWN-QTOF, HIGH
agilent | 6578 | lc | qtof | unknown | high | Agilent 6578, LC-UNKNOWN-QTOF, HIGH
agilent | 6577 | lc | qtof | unknown | high | Agilent 6577, LC-UNKNOWN-QTOF, HIGH
agilent | 6544 | lc | qtof | unknown | high | Agilent 6544, LC-UNKNOWN-QTOF, HIGH
agilent | 6543 | lc | qtof | unknown | high | Agilent 6543, LC-UNKNOWN-QTOF, HIGH
agilent | 6542 | lc | qtof | unknown | high | Agilent 6542, LC-UNKNOWN-QTOF, HIGH
agilent | 6541 | lc | qtof | unknown | high | Agilent 6541, LC-UNKNOWN-QTOF, HIGH
agilent | 6540 | lc | qtof | unknown | high | Agilent 6540, LC-UNKNOWN-QTOF, HIGH
agilent | 6539 | lc | qtof | unknown | high | Agilent 6539, LC-UNKNOWN-QTOF, HIGH
agilent | 6538 | lc | qtof | unknown | high | Agilent 6538, LC-UNKNOWN-QTOF, HIGH
agilent | 6537 | lc | qtof | unknown | high | Agilent 6537, LC-UNKNOWN-QTOF, HIGH
agilent | 6536 | lc | qtof | unknown | high | Agilent 6536, LC-UNKNOWN-QTOF, HIGH
agilent | 6535 | lc | qtof | unknown | high | Agilent 6535, LC-UNKNOWN-QTOF, HIGH
agilent | 6566 | lc | qtof | unknown | high | Agilent 6566, LC-UNKNOWN-QTOF, HIGH
agilent | 6565 | lc | qtof | unknown | high | Agilent 6565, LC-UNKNOWN-QTOF, HIGH
agilent | 6564 | lc | qtof | unknown | high | Agilent 6564, LC-UNKNOWN-QTOF, HIGH
agilent | 6563 | lc | qtof | unknown | high | Agilent 6563, LC-UNKNOWN-QTOF, HIGH
agilent | 6562 | lc | qtof | unknown | high | Agilent 6562, LC-UNKNOWN-QTOF, HIGH
agilent | 6561 | lc | qtof | unknown | high | Agilent 6561, LC-UNKNOWN-QTOF, HIGH
agilent | 6536 | unknown | unknown | unknown | unknown | Agilent 6536, LC-UNKNOWN-QTOF, UNKNOWN
agilent | 6535 | unknown | unknown | unknown | unknown | Agilent 6535, LC-UNKNOWN-QTOF, UNKNOWN
agilent | 6534 | unknown | unknown | unknown | unknown | Agilent 6534, LC-UNKNOWN-QTOF, UNKNOWN
agilent | 6533 | unknown | unknown | unknown | unknown | Agilent 6533, LC-UNKNOWN-QTOF, UNKNOWN
agilent | 6532 | unknown | unknown | unknown | unknown | Agilent 6532, LC-UNKNOWN-QTOF, UNKNOWN
agilent | 6531 | unknown | unknown | unknown | unknown | Agilent 6531, LC-UNKNOWN-QTOF, UNKNOWN
agilent | 6530 | unknown | unknown | unknown | unknown | Agilent 6530, LC-UNKNOWN-QTOF, UNKNOWN
agilent | 6410 | unknown | unknown | unknown | unknown | Agilent 6410, LC-UNKNOWN-QQQ, UNKNOWN
agilent | 6210 | unknown | unknown | unknown | unknown | Agilent 6210, CE-UNKNOWN-TOF, UNKNOWN
agilent | 6210 | unknown | unknown | unknown | unknown | Agilent 6210, CE-UNKNOWN-TOF, UNKNOWN
agilent | 6550 | lc | qtof | unknown | high | Agilent 6550, LC-UNKNOWN-QTOF, HIGH
agilent | 6549 | lc | qtof | unknown | high | Agilent 6549, LC-UNKNOWN-QTOF, HIGH
agilent | 6548 | lc | qtof | unknown | high | Agilent 6548, LC-UNKNOWN-QTOF, HIGH
agilent | 6547 | lc | qtof | unknown | high | Agilent 6547, LC-UNKNOWN-QTOF, HIGH
agilent | 6546 | lc | qtof | unknown | high | Agilent 6546, LC-UNKNOWN-QTOF, HIGH
agilent | 6545 | lc | qtof | unknown | high | Agilent 6545, LC-UNKNOWN-QTOF, HIGH
agilent | 6552 | unknown | unknown | unknown | unknown | Agilent 6552, LC-UNKNOWN-QTOF, UNKNOWN
agilent | 6551 | unknown | unknown | unknown | unknown | Agilent 6551, LC-UNKNOWN-QTOF, UNKNOWN
agilent | 6550 | unknown | unknown | unknown | unknown | Agilent 6550, LC-UNKNOWN-QTOF, UNKNOWN
agilent | 6549 | unknown | unknown | unknown | unknown | Agilent 6549, LC-UNKNOWN-QTOF, UNKNOWN
agilent | 6548 | unknown | unknown | unknown | unknown | Agilent 6548, LC-UNKNOWN-QTOF, UNKNOWN
agilent | 6547 | unknown | unknown | unknown | unknown | Agilent 6547, LC-UNKNOWN-QTOF, UNKNOWN
agilent | 6546 | unknown | unknown | unknown | unknown | Agilent 6546, LC-UNKNOWN-QTOF, UNKNOWN
agilent | 6545 | unknown | unknown | unknown | unknown | Agilent 6545, LC-UNKNOWN-QTOF, UNKNOWN
agilent | 6544 | unknown | unknown | unknown | unknown | Agilent 6544, LC-UNKNOWN-QTOF, UNKNOWN
agilent | 6543 | unknown | unknown | unknown | unknown | Agilent 6543, LC-UNKNOWN-QTOF, UNKNOWN
agilent | 6542 | unknown | unknown | unknown | unknown | Agilent 6542, LC-UNKNOWN-QTOF, UNKNOWN
agilent | 6541 | unknown | unknown | unknown | unknown | Agilent 6541, LC-UNKNOWN-QTOF, UNKNOWN
agilent | 6540 | unknown | unknown | unknown | unknown | Agilent 6540, LC-UNKNOWN-QTOF, UNKNOWN
agilent | 6539 | unknown | unknown | unknown | unknown | Agilent 6539, LC-UNKNOWN-QTOF, UNKNOWN
agilent | 6538 | unknown | unknown | unknown | unknown | Agilent 6538, LC-UNKNOWN-QTOF, UNKNOWN
agilent | 6537 | unknown | unknown | unknown | unknown | Agilent 6537, LC-UNKNOWN-QTOF, UNKNOWN
agilent | 6568 | unknown | unknown | unknown | unknown | Agilent 6568, LC-UNKNOWN-QTOF, UNKNOWN
agilent | 6567 | unknown | unknown | unknown | unknown | Agilent 6567, LC-UNKNOWN-QTOF, UNKNOWN
agilent | 6566 | unknown | unknown | unknown | unknown | Agilent 6566, LC-UNKNOWN-QTOF, UNKNOWN
agilent | 6565 | unknown | unknown | unknown | unknown | Agilent 6565, LC-UNKNOWN-QTOF, UNKNOWN
agilent | 6564 | unknown | unknown | unknown | unknown | Agilent 6564, LC-UNKNOWN-QTOF, UNKNOWN
agilent | 6563 | unknown | unknown | unknown | unknown | Agilent 6563, LC-UNKNOWN-QTOF, UNKNOWN
agilent | 6562 | unknown | unknown | unknown | unknown | Agilent 6562, LC-UNKNOWN-QTOF, UNKNOWN
agilent | 6561 | unknown | unknown | unknown | unknown | Agilent 6561, LC-UNKNOWN-QTOF, UNKNOWN
agilent | 6560 | unknown | unknown | unknown | unknown | Agilent 6560, LC-UNKNOWN-QTOF, UNKNOWN
agilent | 6559 | unknown | unknown | unknown | unknown | Agilent 6559, LC-UNKNOWN-QTOF, UNKNOWN
agilent | 6558 | unknown | unknown | unknown | unknown | Agilent 6558, LC-UNKNOWN-QTOF, UNKNOWN
agilent | 6557 | unknown | unknown | unknown | unknown | Agilent 6557, LC-UNKNOWN-QTOF, UNKNOWN
agilent | 6556 | unknown | unknown | unknown | unknown | Agilent 6556, LC-UNKNOWN-QTOF, UNKNOWN
agilent | 6555 | unknown | unknown | unknown | unknown | Agilent 6555, LC-UNKNOWN-QTOF, UNKNOWN
agilent | 6554 | unknown | unknown | unknown | unknown | Agilent 6554, LC-UNKNOWN-QTOF, UNKNOWN
agilent | 6553 | unknown | unknown | unknown | unknown | Agilent 6553, LC-UNKNOWN-QTOF, UNKNOWN
agilent | 6585 | unknown | unknown | unknown | unknown | Agilent 6585, LC-UNKNOWN-QTOF, UNKNOWN
agilent | 6584 | unknown | unknown | unknown | unknown | Agilent 6584, LC-UNKNOWN-QTOF, UNKNOWN
agilent | 6583 | unknown | unknown | unknown | unknown | Agilent 6583, LC-UNKNOWN-QTOF, UNKNOWN
agilent | 6582 | unknown | unknown | unknown | unknown | Agilent 6582, LC-UNKNOWN-QTOF, UNKNOWN
agilent | 6581 | unknown | unknown | unknown | unknown | Agilent 6581, LC-UNKNOWN-QTOF, UNKNOWN
agilent | 6580 | unknown | unknown | unknown | unknown | Agilent 6580, LC-UNKNOWN-QTOF, UNKNOWN
agilent | 6578 | unknown | unknown | unknown | unknown | Agilent 6578, LC-UNKNOWN-QTOF, UNKNOWN
agilent | 6577 | unknown | unknown | unknown | unknown | Agilent 6577, LC-UNKNOWN-QTOF, UNKNOWN
agilent | 6576 | unknown | unknown | unknown | unknown | Agilent 6576, LC-UNKNOWN-QTOF, UNKNOWN
agilent | 6575 | unknown | unknown | unknown | unknown | Agilent 6575, LC-UNKNOWN-QTOF, UNKNOWN
agilent | 6574 | unknown | unknown | unknown | unknown | Agilent 6574, LC-UNKNOWN-QTOF, UNKNOWN
agilent | 6573 | unknown | unknown | unknown | unknown | Agilent 6573, LC-UNKNOWN-QTOF, UNKNOWN
agilent | 6572 | unknown | unknown | unknown | unknown | Agilent 6572, LC-UNKNOWN-QTOF, UNKNOWN
agilent | 6571 | unknown | unknown | unknown | unknown | Agilent 6571, LC-UNKNOWN-QTOF, UNKNOWN
agilent | 6570 | unknown | unknown | unknown | unknown | Agilent 6570, LC-UNKNOWN-QTOF, UNKNOWN
agilent | 6569 | unknown | unknown | unknown | unknown | Agilent 6569, LC-UNKNOWN-QTOF, UNKNOWN
agilent | 6603 | unknown | unknown | unknown | unknown | Agilent 6603, LC-UNKNOWN-QTOF, UNKNOWN
agilent | 6602 | unknown | unknown | unknown | unknown | Agilent 6602, LC-UNKNOWN-QTOF, UNKNOWN
agilent | 6601 | unknown | unknown | unknown | unknown | Agilent 6601, LC-UNKNOWN-QTOF, UNKNOWN
agilent | 6599 | unknown | unknown | unknown | unknown | Agilent 6599, LC-UNKNOWN-QTOF, UNKNOWN
agilent | 6598 | unknown | unknown | unknown | unknown | Agilent 6598, LC-UNKNOWN-QTOF, UNKNOWN
agilent | 6597 | unknown | unknown | unknown | unknown | Agilent 6597, LC-UNKNOWN-QTOF, UNKNOWN
agilent | 6596 | unknown | unknown | unknown | unknown | Agilent 6596, LC-UNKNOWN-QTOF, UNKNOWN
agilent | 6595 | unknown | unknown | unknown | unknown | Agilent 6595, LC-UNKNOWN-QTOF, UNKNOWN
agilent | 6594 | unknown | unknown | unknown | unknown | Agilent 6594, LC-UNKNOWN-QTOF, UNKNOWN
agilent | 6593 | unknown | unknown | unknown | unknown | Agilent 6593, LC-UNKNOWN-QTOF, UNKNOWN
agilent | 6592 | unknown | unknown | unknown | unknown | Agilent 6592, LC-UNKNOWN-QTOF, UNKNOWN
agilent | 6591 | unknown | unknown | unknown | unknown | Agilent 6591, LC-UNKNOWN-QTOF, UNKNOWN
agilent | 6589 | unknown | unknown | unknown | unknown | Agilent 6589, LC-UNKNOWN-QTOF, UNKNOWN
agilent | 6588 | unknown | unknown | unknown | unknown | Agilent 6588, LC-UNKNOWN-QTOF, UNKNOWN
agilent | 6587 | unknown | unknown | unknown | unknown | Agilent 6587, LC-UNKNOWN-QTOF, UNKNOWN
agilent | 6586 | unknown | unknown | unknown | unknown | Agilent 6586, LC-UNKNOWN-QTOF, UNKNOWN
agilent | 6619 | unknown | unknown | unknown | unknown | Agilent 6619, LC-UNKNOWN-QTOF, UNKNOWN
agilent | 6618 | unknown | unknown | unknown | unknown | Agilent 6618, LC-UNKNOWN-QTOF, UNKNOWN
agilent | 6617 | unknown | unknown | unknown | unknown | Agilent 6617, LC-UNKNOWN-QTOF, UNKNOWN
agilent | 6616 | unknown | unknown | unknown | unknown | Agilent 6616, LC-UNKNOWN-QTOF, UNKNOWN
agilent | 6615 | unknown | unknown | unknown | unknown | Agilent 6615, LC-UNKNOWN-QTOF, UNKNOWN
agilent | 6614 | unknown | unknown | unknown | unknown | Agilent 6614, LC-UNKNOWN-QTOF, UNKNOWN
agilent | 6613 | unknown | unknown | unknown | unknown | Agilent 6613, LC-UNKNOWN-QTOF, UNKNOWN
agilent | 6612 | unknown | unknown | unknown | unknown | Agilent 6612, LC-UNKNOWN-QTOF, UNKNOWN
agilent | 6611 | unknown | unknown | unknown | unknown | Agilent 6611, LC-UNKNOWN-QTOF, UNKNOWN
agilent | 6610 | unknown | unknown | unknown | unknown | Agilent 6610, LC-UNKNOWN-QTOF, UNKNOWN
agilent | 6609 | unknown | unknown | unknown | unknown | Agilent 6609, LC-UNKNOWN-QTOF, UNKNOWN
agilent | 6608 | unknown | unknown | unknown | unknown | Agilent 6608, LC-UNKNOWN-QTOF, UNKNOWN
agilent | 6607 | unknown | unknown | unknown | unknown | Agilent 6607, LC-UNKNOWN-QTOF, UNKNOWN
agilent | 6606 | unknown | unknown | unknown | unknown | Agilent 6606, LC-UNKNOWN-QTOF, UNKNOWN
agilent | 6605 | unknown | unknown | unknown | unknown | Agilent 6605, LC-UNKNOWN-QTOF, UNKNOWN
agilent | 6604 | unknown | unknown | unknown | unknown | Agilent 6604, LC-UNKNOWN-QTOF, UNKNOWN
agilent | 6635 | unknown | unknown | unknown | unknown | Agilent 6635, LC-UNKNOWN-QTOF, UNKNOWN
agilent | 6634 | unknown | unknown | unknown | unknown | Agilent 6634, LC-UNKNOWN-QTOF, UNKNOWN
agilent | 6633 | unknown | unknown | unknown | unknown | Agilent 6633, LC-UNKNOWN-QTOF, UNKNOWN
agilent | 6632 | unknown | unknown | unknown | unknown | Agilent 6632, LC-UNKNOWN-QTOF, UNKNOWN
agilent | 6631 | unknown | unknown | unknown | unknown | Agilent 6631, LC-UNKNOWN-QTOF, UNKNOWN
agilent | 6630 | unknown | unknown | unknown | unknown | Agilent 6630, LC-UNKNOWN-QTOF, UNKNOWN
agilent | 6629 | unknown | unknown | unknown | unknown | Agilent 6629, LC-UNKNOWN-QTOF, UNKNOWN
agilent | 6628 | unknown | unknown | unknown | unknown | Agilent 6628, LC-UNKNOWN-QTOF, UNKNOWN
agilent | 6627 | unknown | unknown | unknown | unknown | Agilent 6627, LC-UNKNOWN-QTOF, UNKNOWN
agilent | 6626 | unknown | unknown | unknown | unknown | Agilent 6626, LC-UNKNOWN-QTOF, UNKNOWN
agilent | 6625 | unknown | unknown | unknown | unknown | Agilent 6625, LC-UNKNOWN-QTOF, UNKNOWN
agilent | 6624 | unknown | unknown | unknown | unknown | Agilent 6624, LC-UNKNOWN-QTOF, UNKNOWN
agilent | 6623 | unknown | unknown | unknown | unknown | Agilent 6623, LC-UNKNOWN-QTOF, UNKNOWN
agilent | 6622 | unknown | unknown | unknown | unknown | Agilent 6622, LC-UNKNOWN-QTOF, UNKNOWN
agilent | 6621 | unknown | unknown | unknown | unknown | Agilent 6621, LC-UNKNOWN-QTOF, UNKNOWN
agilent | 6620 | unknown | unknown | unknown | unknown | Agilent 6620, LC-UNKNOWN-QTOF, UNKNOWN
agilent | 6651 | unknown | unknown | unknown | unknown | Agilent 6651, LC-UNKNOWN-QTOF, UNKNOWN
agilent | 6650 | unknown | unknown | unknown | unknown | Agilent 6650, LC-UNKNOWN-QTOF, UNKNOWN
agilent | 6649 | unknown | unknown | unknown | unknown | Agilent 6649, LC-UNKNOWN-QTOF, UNKNOWN
agilent | 6648 | unknown | unknown | unknown | unknown | Agilent 6648, LC-UNKNOWN-QTOF, UNKNOWN
agilent | 6647 | unknown | unknown | unknown | unknown | Agilent 6647, LC-UNKNOWN-QTOF, UNKNOWN
agilent | 6646 | unknown | unknown | unknown | unknown | Agilent 6646, LC-UNKNOWN-QTOF, UNKNOWN
agilent | 6645 | unknown | unknown | unknown | unknown | Agilent 6645, LC-UNKNOWN-QTOF, UNKNOWN
agilent | 6644 | unknown | unknown | unknown | unknown | Agilent 6644, LC-UNKNOWN-QTOF, UNKNOWN
agilent | 6643 | unknown | unknown | unknown | unknown | Agilent 6643, LC-UNKNOWN-QTOF, UNKNOWN
agilent | 6642 | unknown | unknown | unknown | unknown | Agilent 6642, LC-UNKNOWN-QTOF, UNKNOWN
agilent | 6641 | unknown | unknown | unknown | unknown | Agilent 6641, LC-UNKNOWN-QTOF, UNKNOWN
agilent | 6640 | unknown | unknown | unknown | unknown | Agilent 6640, LC-UNKNOWN-QTOF, UNKNOWN
agilent | 6639 | unknown | unknown | unknown | unknown | Agilent 6639, LC-UNKNOWN-QTOF, UNKNOWN
agilent | 6638 | unknown | unknown | unknown | unknown | Agilent 6638, LC-UNKNOWN-QTOF, UNKNOWN
agilent | 6637 | unknown | unknown | unknown | unknown | Agilent 6637, LC-UNKNOWN-QTOF, UNKNOWN
agilent | 6636 | unknown | unknown | unknown | unknown | Agilent 6636, LC-UNKNOWN-QTOF, UNKNOWN
agilent | 6667 | unknown | unknown | unknown | unknown | Agilent 6667, LC-UNKNOWN-QTOF, UNKNOWN
agilent | 6666 | unknown | unknown | unknown | unknown | Agilent 6666, LC-UNKNOWN-QTOF, UNKNOWN
agilent | 6665 | unknown | unknown | unknown | unknown | Agilent 6665, LC-UNKNOWN-QTOF, UNKNOWN
agilent | 6664 | unknown | unknown | unknown | unknown | Agilent 6664, LC-UNKNOWN-QTOF, UNKNOWN
agilent | 6663 | unknown | unknown | unknown | unknown | Agilent 6663, LC-UNKNOWN-QTOF, UNKNOWN
agilent | 6662 | unknown | unknown | unknown | unknown | Agilent 6662, LC-UNKNOWN-QTOF, UNKNOWN
agilent | 6661 | unknown | unknown | unknown | unknown | Agilent 6661, LC-UNKNOWN-QTOF, UNKNOWN
agilent | 6660 | unknown | unknown | unknown | unknown | Agilent 6660, LC-UNKNOWN-QTOF, UNKNOWN
agilent | 6659 | unknown | unknown | unknown | unknown | Agilent 6659, LC-UNKNOWN-QTOF, UNKNOWN
agilent | 6658 | unknown | unknown | unknown | unknown | Agilent 6658, LC-UNKNOWN-QTOF, UNKNOWN
agilent | 6657 | unknown | unknown | unknown | unknown | Agilent 6657, LC-UNKNOWN-QTOF, UNKNOWN
agilent | 6656 | unknown | unknown | unknown | unknown | Agilent 6656, LC-UNKNOWN-QTOF, UNKNOWN
agilent | 6655 | unknown | unknown | unknown | unknown | Agilent 6655, LC-UNKNOWN-QTOF, UNKNOWN
agilent | 6654 | unknown | unknown | unknown | unknown | Agilent 6654, LC-UNKNOWN-QTOF, UNKNOWN
agilent | 6653 | unknown | unknown | unknown | unknown | Agilent 6653, LC-UNKNOWN-QTOF, UNKNOWN
agilent | 6652 | unknown | unknown | unknown | unknown | Agilent 6652, LC-UNKNOWN-QTOF, UNKNOWN
agilent | 6572 | lc | qtof | esi | high | Agilent 6572, LC-ESI-QTOF, HIGH
agilent | 7100 | unknown | unknown | unknown | unknown | Agilent 7100, CE-UNKNOWN-QTOF, UNKNOWN
agilent | 6680 | unknown | unknown | unknown | unknown | Agilent 6680, LC-UNKNOWN-QTOF, UNKNOWN
agilent | 6679 | unknown | unknown | unknown | unknown | Agilent 6679, LC-UNKNOWN-QTOF, UNKNOWN
agilent | 6678 | unknown | unknown | unknown | unknown | Agilent 6678, LC-UNKNOWN-QTOF, UNKNOWN
agilent | 6677 | unknown | unknown | unknown | unknown | Agilent 6677, LC-UNKNOWN-QTOF, UNKNOWN
agilent | 6676 | unknown | unknown | unknown | unknown | Agilent 6676, LC-UNKNOWN-QTOF, UNKNOWN
agilent | 6675 | unknown | unknown | unknown | unknown | Agilent 6675, LC-UNKNOWN-QTOF, UNKNOWN
agilent | 6674 | unknown | unknown | unknown | unknown | Agilent 6674, LC-UNKNOWN-QTOF, UNKNOWN
agilent | 6673 | unknown | unknown | unknown | unknown | Agilent 6673, LC-UNKNOWN-QTOF, UNKNOWN
agilent | 6672 | unknown | unknown | unknown | unknown | Agilent 6672, LC-UNKNOWN-QTOF, UNKNOWN
agilent | 6671 | unknown | unknown | unknown | unknown | Agilent 6671, LC-UNKNOWN-QTOF, UNKNOWN
agilent | 6670 | unknown | unknown | unknown | unknown | Agilent 6670, LC-UNKNOWN-QTOF, UNKNOWN
agilent | 6669 | unknown | unknown | unknown | unknown | Agilent 6669, LC-UNKNOWN-QTOF, UNKNOWN
agilent | 6668 | unknown | unknown | unknown | unknown | Agilent 6668, LC-UNKNOWN-QTOF, UNKNOWN
agilent | 6534 | lc | qtof | unknown | high | Agilent 6534, LC-UNKNOWN-QTOF, HIGH
agilent | 6533 | lc | qtof | unknown | high | Agilent 6533, LC-UNKNOWN-QTOF, HIGH
agilent | 6532 | lc | qtof | unknown | high | Agilent 6532, LC-UNKNOWN-QTOF, HIGH
agilent | 6531 | lc | qtof | unknown | high | Agilent 6531, LC-UNKNOWN-QTOF, HIGH
agilent | 6530 | lc | qtof | unknown | high | Agilent 6530, LC-UNKNOWN-QTOF, HIGH
agilent | 6410 | lc | qqq | unknown | low | Agilent 6410, LC-UNKNOWN-QQQ, LOW
agilent | 6210 | ce | tof | unknown | high | Agilent 6210, CE-UNKNOWN-TOF, HIGH
agilent | 6210 | lc | tof | unknown | high | Agilent 6210, LC-UNKNOWN-TOF, HIGH
agilent | 6571 | lc | qtof | esi | high | Agilent 6571, LC-ESI-QTOF, HIGH
agilent | 7100 | ce | unknown | esi | high | Agilent 7100, CE-ESI-QTOF, HIGH
agilent | 6680 | lc | unknown | esi | high | Agilent 6680, LC-ESI-QTOF, HIGH
agilent | 6679 | lc | unknown | esi | high | Agilent 6679, LC-ESI-QTOF, HIGH
agilent | 6678 | lc | unknown | esi | high | Agilent 6678, LC-ESI-QTOF, HIGH
agilent | 6677 | lc | unknown | esi | high | Agilent 6677, LC-ESI-QTOF, HIGH
agilent | 6676 | lc | unknown | esi | high | Agilent 6676, LC-ESI-QTOF, HIGH
agilent | 6675 | lc | unknown | esi | high | Agilent 6675, LC-ESI-QTOF, HIGH
agilent | 6674 | lc | unknown | esi | high | Agilent 6674, LC-ESI-QTOF, HIGH
agilent | 6673 | lc | unknown | esi | high | Agilent 6673, LC-ESI-QTOF, HIGH
agilent | 6672 | lc | unknown | esi | high | Agilent 6672, LC-ESI-QTOF, HIGH
agilent | 6671 | lc | unknown | esi | high | Agilent 6671, LC-ESI-QTOF, HIGH
agilent | 6670 | lc | unknown | esi | high | Agilent 6670, LC-ESI-QTOF, HIGH
agilent | 6669 | lc | unknown | esi | high | Agilent 6669, LC-ESI-QTOF, HIGH
agilent | 6668 | lc | unknown | esi | high | Agilent 6668, LC-ESI-QTOF, HIGH
agilent | 6667 | lc | unknown | esi | high | Agilent 6667, LC-ESI-QTOF, HIGH
agilent | 6666 | lc | unknown | esi | high | Agilent 6666, LC-ESI-QTOF, HIGH
agilent | 6665 | lc | unknown | esi | high | Agilent 6665, LC-ESI-QTOF, HIGH
agilent | 6664 | lc | unknown | esi | high | Agilent 6664, LC-ESI-QTOF, HIGH
agilent | 6663 | lc | unknown | esi | high | Agilent 6663, LC-ESI-QTOF, HIGH
agilent | 6662 | lc | unknown | esi | high | Agilent 6662, LC-ESI-QTOF, HIGH
agilent | 6661 | lc | unknown | esi | high | Agilent 6661, LC-ESI-QTOF, HIGH
agilent | 6660 | lc | unknown | esi | high | Agilent 6660, LC-ESI-QTOF, HIGH
agilent | 6659 | lc | unknown | esi | high | Agilent 6659, LC-ESI-QTOF, HIGH
agilent | 6658 | lc | unknown | esi | high | Agilent 6658, LC-ESI-QTOF, HIGH
agilent | 6657 | lc | unknown | esi | high | Agilent 6657, LC-ESI-QTOF, HIGH
agilent | 6656 | lc | unknown | esi | high | Agilent 6656, LC-ESI-QTOF, HIGH
agilent | 6655 | lc | unknown | esi | high | Agilent 6655, LC-ESI-QTOF, HIGH
agilent | 6654 | lc | unknown | esi | high | Agilent 6654, LC-ESI-QTOF, HIGH
agilent | 6653 | lc | unknown | esi | high | Agilent 6653, LC-ESI-QTOF, HIGH
agilent | 6652 | lc | unknown | esi | high | Agilent 6652, LC-ESI-QTOF, HIGH
agilent | 6651 | lc | unknown | esi | high | Agilent 6651, LC-ESI-QTOF, HIGH
agilent | 6650 | lc | unknown | esi | high | Agilent 6650, LC-ESI-QTOF, HIGH
agilent | 6649 | lc | unknown | esi | high | Agilent 6649, LC-ESI-QTOF, HIGH
agilent | 6648 | lc | unknown | esi | high | Agilent 6648, LC-ESI-QTOF, HIGH
agilent | 6647 | lc | unknown | esi | high | Agilent 6647, LC-ESI-QTOF, HIGH
agilent | 6646 | lc | unknown | esi | high | Agilent 6646, LC-ESI-QTOF, HIGH
agilent | 6645 | lc | unknown | esi | high | Agilent 6645, LC-ESI-QTOF, HIGH
agilent | 6644 | lc | unknown | esi | high | Agilent 6644, LC-ESI-QTOF, HIGH
agilent | 6643 | lc | unknown | esi | high | Agilent 6643, LC-ESI-QTOF, HIGH
agilent | 6642 | lc | unknown | esi | high | Agilent 6642, LC-ESI-QTOF, HIGH
agilent | 6641 | lc | unknown | esi | high | Agilent 6641, LC-ESI-QTOF, HIGH
agilent | 6640 | lc | unknown | esi | high | Agilent 6640, LC-ESI-QTOF, HIGH
agilent | 6639 | lc | unknown | esi | high | Agilent 6639, LC-ESI-QTOF, HIGH
agilent | 6638 | lc | unknown | esi | high | Agilent 6638, LC-ESI-QTOF, HIGH
agilent | 6637 | lc | unknown | esi | high | Agilent 6637, LC-ESI-QTOF, HIGH
agilent | 6636 | lc | unknown | esi | high | Agilent 6636, LC-ESI-QTOF, HIGH
agilent | 6635 | lc | unknown | esi | high | Agilent 6635, LC-ESI-QTOF, HIGH
agilent | 6634 | lc | unknown | esi | high | Agilent 6634, LC-ESI-QTOF, HIGH
agilent | 6633 | lc | unknown | esi | high | Agilent 6633, LC-ESI-QTOF, HIGH
agilent | 6632 | lc | unknown | esi | high | Agilent 6632, LC-ESI-QTOF, HIGH
agilent | 6631 | lc | unknown | esi | high | Agilent 6631, LC-ESI-QTOF, HIGH
agilent | 6630 | lc | unknown | esi | high | Agilent 6630, LC-ESI-QTOF, HIGH
agilent | 6629 | lc | unknown | esi | high | Agilent 6629, LC-ESI-QTOF, HIGH
agilent | 6628 | lc | unknown | esi | high | Agilent 6628, LC-ESI-QTOF, HIGH
agilent | 6627 | lc | unknown | esi | high | Agilent 6627, LC-ESI-QTOF, HIGH
agilent | 6626 | lc | unknown | esi | high | Agilent 6626, LC-ESI-QTOF, HIGH
agilent | 6625 | lc | unknown | esi | high | Agilent 6625, LC-ESI-QTOF, HIGH
agilent | 6624 | lc | unknown | esi | high | Agilent 6624, LC-ESI-QTOF, HIGH
agilent | 6623 | lc | unknown | esi | high | Agilent 6623, LC-ESI-QTOF, HIGH
agilent | 6622 | lc | unknown | esi | high | Agilent 6622, LC-ESI-QTOF, HIGH
agilent | 6621 | lc | unknown | esi | high | Agilent 6621, LC-ESI-QTOF, HIGH
agilent | 6620 | lc | unknown | esi | high | Agilent 6620, LC-ESI-QTOF, HIGH
agilent | 6619 | lc | unknown | esi | high | Agilent 6619, LC-ESI-QTOF, HIGH
agilent | 6618 | lc | unknown | esi | high | Agilent 6618, LC-ESI-QTOF, HIGH
agilent | 6617 | lc | unknown | esi | high | Agilent 6617, LC-ESI-QTOF, HIGH
agilent | 6616 | lc | unknown | esi | high | Agilent 6616, LC-ESI-QTOF, HIGH
agilent | 6615 | lc | unknown | esi | high | Agilent 6615, LC-ESI-QTOF, HIGH
agilent | 6614 | lc | unknown | esi | high | Agilent 6614, LC-ESI-QTOF, HIGH
agilent | 6613 | lc | unknown | esi | high | Agilent 6613, LC-ESI-QTOF, HIGH
agilent | 6612 | lc | unknown | esi | high | Agilent 6612, LC-ESI-QTOF, HIGH
agilent | 6611 | lc | unknown | esi | high | Agilent 6611, LC-ESI-QTOF, HIGH
agilent | 6610 | lc | unknown | esi | high | Agilent 6610, LC-ESI-QTOF, HIGH
agilent | 6609 | lc | unknown | esi | high | Agilent 6609, LC-ESI-QTOF, HIGH
agilent | 6608 | lc | unknown | esi | high | Agilent 6608, LC-ESI-QTOF, HIGH
agilent | 6607 | lc | unknown | esi | high | Agilent 6607, LC-ESI-QTOF, HIGH
agilent | 6606 | lc | unknown | esi | high | Agilent 6606, LC-ESI-QTOF, HIGH
agilent | 6605 | lc | unknown | esi | high | Agilent 6605, LC-ESI-QTOF, HIGH
agilent | 6604 | lc | unknown | esi | high | Agilent 6604, LC-ESI-QTOF, HIGH
agilent | 6603 | lc | unknown | esi | high | Agilent 6603, LC-ESI-QTOF, HIGH
agilent | 6602 | lc | unknown | esi | high | Agilent 6602, LC-ESI-QTOF, HIGH
agilent | 6601 | lc | unknown | esi | high | Agilent 6601, LC-ESI-QTOF, HIGH
agilent | 6599 | lc | unknown | esi | high | Agilent 6599, LC-ESI-QTOF, HIGH
agilent | 6598 | lc | unknown | esi | high | Agilent 6598, LC-ESI-QTOF, HIGH
agilent | 6597 | lc | unknown | esi | high | Agilent 6597, LC-ESI-QTOF, HIGH
agilent | 6596 | lc | unknown | esi | high | Agilent 6596, LC-ESI-QTOF, HIGH
agilent | 6595 | lc | unknown | esi | high | Agilent 6595, LC-ESI-QTOF, HIGH
agilent | 6594 | lc | unknown | esi | high | Agilent 6594, LC-ESI-QTOF, HIGH
agilent | 6593 | lc | unknown | esi | high | Agilent 6593, LC-ESI-QTOF, HIGH
agilent | 6592 | lc | unknown | esi | high | Agilent 6592, LC-ESI-QTOF, HIGH
agilent | 6591 | lc | unknown | esi | high | Agilent 6591, LC-ESI-QTOF, HIGH
agilent | 6589 | lc | unknown | esi | high | Agilent 6589, LC-ESI-QTOF, HIGH
agilent | 6588 | lc | unknown | esi | high | Agilent 6588, LC-ESI-QTOF, HIGH
agilent | 6587 | lc | unknown | esi | high | Agilent 6587, LC-ESI-QTOF, HIGH
agilent | 6586 | lc | unknown | esi | high | Agilent 6586, LC-ESI-QTOF, HIGH
agilent | 6585 | lc | unknown | esi | high | Agilent 6585, LC-ESI-QTOF, HIGH
agilent | 6584 | lc | unknown | esi | high | Agilent 6584, LC-ESI-QTOF, HIGH
agilent | 6583 | lc | unknown | esi | high | Agilent 6583, LC-ESI-QTOF, HIGH
agilent | 6582 | lc | unknown | esi | high | Agilent 6582, LC-ESI-QTOF, HIGH
agilent | 6581 | lc | unknown | esi | high | Agilent 6581, LC-ESI-QTOF, HIGH
agilent | 6580 | lc | unknown | esi | high | Agilent 6580, LC-ESI-QTOF, HIGH
agilent | 6578 | lc | unknown | esi | high | Agilent 6578, LC-ESI-QTOF, HIGH
agilent | 6577 | lc | unknown | esi | high | Agilent 6577, LC-ESI-QTOF, HIGH
agilent | 6576 | lc | unknown | esi | high | Agilent 6576, LC-ESI-QTOF, HIGH
agilent | 6575 | lc | unknown | esi | high | Agilent 6575, LC-ESI-QTOF, HIGH
agilent | 6574 | lc | unknown | esi | high | Agilent 6574, LC-ESI-QTOF, HIGH
agilent | 6573 | lc | unknown | esi | high | Agilent 6573, LC-ESI-QTOF, HIGH
agilent | 6572 | lc | unknown | esi | high | Agilent 6572, LC-ESI-QTOF, HIGH
agilent | 6571 | lc | unknown | esi | high | Agilent 6571, LC-ESI-QTOF, HIGH
agilent | 6570 | lc | unknown | esi | high | Agilent 6570, LC-ESI-QTOF, HIGH
agilent | 6569 | lc | unknown | esi | high | Agilent 6569, LC-ESI-QTOF, HIGH
agilent | 6568 | lc | unknown | esi | high | Agilent 6568, LC-ESI-QTOF, HIGH
agilent | 6567 | lc | unknown | esi | high | Agilent 6567, LC-ESI-QTOF, HIGH
agilent | 6566 | lc | unknown | esi | high | Agilent 6566, LC-ESI-QTOF, HIGH
agilent | 6565 | lc | unknown | esi | high | Agilent 6565, LC-ESI-QTOF, HIGH
agilent | 6564 | lc | unknown | esi | high | Agilent 6564, LC-ESI-QTOF, HIGH
agilent | 6563 | lc | unknown | esi | high | Agilent 6563, LC-ESI-QTOF, HIGH
agilent | 6562 | lc | unknown | esi | high | Agilent 6562, LC-ESI-QTOF, HIGH
agilent | 6561 | lc | unknown | esi | high | Agilent 6561, LC-ESI-QTOF, HIGH
agilent | 6560 | lc | unknown | esi | high | Agilent 6560, LC-ESI-QTOF, HIGH
agilent | 6559 | lc | unknown | esi | high | Agilent 6559, LC-ESI-QTOF, HIGH
agilent | 6558 | lc | unknown | esi | high | Agilent 6558, LC-ESI-QTOF, HIGH
agilent | 6557 | lc | unknown | esi | high | Agilent 6557, LC-ESI-QTOF, HIGH
agilent | 6556 | lc | unknown | esi | high | Agilent 6556, LC-ESI-QTOF, HIGH
agilent | 6555 | lc | unknown | esi | high | Agilent 6555, LC-ESI-QTOF, HIGH
agilent | 6554 | lc | unknown | esi | high | Agilent 6554, LC-ESI-QTOF, HIGH
agilent | 6553 | lc | unknown | esi | high | Agilent 6553, LC-ESI-QTOF, HIGH
agilent | 6552 | lc | unknown | esi | high | Agilent 6552, LC-ESI-QTOF, HIGH
agilent | 6551 | lc | unknown | esi | high | Agilent 6551, LC-ESI-QTOF, HIGH
agilent | 6550 | lc | unknown | esi | high | Agilent 6550, LC-ESI-QTOF, HIGH
agilent | 6549 | lc | unknown | esi | high | Agilent 6549, LC-ESI-QTOF, HIGH
agilent | 6548 | lc | unknown | esi | high | Agilent 6548, LC-ESI-QTOF, HIGH
agilent | 6547 | lc | unknown | esi | high | Agilent 6547, LC-ESI-QTOF, HIGH
agilent | 6546 | lc | unknown | esi | high | Agilent 6546, LC-ESI-QTOF, HIGH
agilent | 6545 | lc | unknown | esi | high | Agilent 6545, LC-ESI-QTOF, HIGH
agilent | 6544 | lc | unknown | esi | high | Agilent 6544, LC-ESI-QTOF, HIGH
agilent | 6543 | lc | unknown | esi | high | Agilent 6543, LC-ESI-QTOF, HIGH
agilent | 6542 | lc | unknown | esi | high | Agilent 6542, LC-ESI-QTOF, HIGH
agilent | 6541 | lc | unknown | esi | high | Agilent 6541, LC-ESI-QTOF, HIGH
agilent | 6540 | lc | unknown | esi | high | Agilent 6540, LC-ESI-QTOF, HIGH
agilent | 6539 | lc | unknown | esi | high | Agilent 6539, LC-ESI-QTOF, HIGH
agilent | 6538 | lc | unknown | esi | high | Agilent 6538, LC-ESI-QTOF, HIGH
agilent | 6537 | lc | unknown | esi | high | Agilent 6537, LC-ESI-QTOF, HIGH
agilent | 6536 | lc | unknown | esi | high | Agilent 6536, LC-ESI-QTOF, HIGH
agilent | 6535 | lc | unknown | esi | high | Agilent 6535, LC-ESI-QTOF, HIGH
agilent | 6534 | lc | unknown | esi | high | Agilent 6534, LC-ESI-QTOF, HIGH
agilent | 6533 | lc | unknown | esi | high | Agilent 6533, LC-ESI-QTOF, HIGH
agilent | 6532 | lc | unknown | esi | high | Agilent 6532, LC-ESI-QTOF, HIGH
agilent | 6531 | lc | unknown | esi | high | Agilent 6531, LC-ESI-QTOF, HIGH
agilent | 6658 | unknown | qtof | esi | high | Agilent 6658, LC-ESI-QTOF, HIGH
agilent | 6530 | lc | unknown | esi | high | Agilent 6530, LC-ESI-QTOF, HIGH
agilent | 6410 | lc | unknown | esi | low | Agilent 6410, LC-ESI-QQQ, LOW
agilent | 6210 | ce | unknown | esi | high | Agilent 6210, CE-ESI-TOF, HIGH
agilent | 6210 | lc | unknown | esi | high | Agilent 6210, LC-ESI-TOF, HIGH
agilent | 6570 | lc | qtof | esi | high | Agilent 6570, LC-ESI-QTOF, HIGH
agilent | 7100 | unknown | qtof | esi | high | Agilent 7100, LC-ESI-QTOF, HIGH
agilent | 6680 | unknown | qtof | esi | high | Agilent 6680, LC-ESI-QTOF, HIGH
agilent | 6679 | unknown | qtof | esi | high | Agilent 6679, LC-ESI-QTOF, HIGH
agilent | 6678 | unknown | qtof | esi | high | Agilent 6678, LC-ESI-QTOF, HIGH
agilent | 6677 | unknown | qtof | esi | high | Agilent 6677, LC-ESI-QTOF, HIGH
agilent | 6676 | unknown | qtof | esi | high | Agilent 6676, LC-ESI-QTOF, HIGH
agilent | 6675 | unknown | qtof | esi | high | Agilent 6675, LC-ESI-QTOF, HIGH
agilent | 6674 | unknown | qtof | esi | high | Agilent 6674, LC-ESI-QTOF, HIGH
agilent | 6642 | unknown | qtof | esi | high | Agilent 6642, LC-ESI-QTOF, HIGH
agilent | 6673 | unknown | qtof | esi | high | Agilent 6673, LC-ESI-QTOF, HIGH
agilent | 6672 | unknown | qtof | esi | high | Agilent 6672, LC-ESI-QTOF, HIGH
agilent | 6671 | unknown | qtof | esi | high | Agilent 6671, LC-ESI-QTOF, HIGH
agilent | 6670 | unknown | qtof | esi | high | Agilent 6670, LC-ESI-QTOF, HIGH
agilent | 6669 | unknown | qtof | esi | high | Agilent 6669, LC-ESI-QTOF, HIGH
agilent | 6668 | unknown | qtof | esi | high | Agilent 6668, LC-ESI-QTOF, HIGH
agilent | 6667 | unknown | qtof | esi | high | Agilent 6667, LC-ESI-QTOF, HIGH
agilent | 6666 | unknown | qtof | esi | high | Agilent 6666, LC-ESI-QTOF, HIGH
agilent | 6665 | unknown | qtof | esi | high | Agilent 6665, LC-ESI-QTOF, HIGH
agilent | 6664 | unknown | qtof | esi | high | Agilent 6664, LC-ESI-QTOF, HIGH
agilent | 6663 | unknown | qtof | esi | high | Agilent 6663, LC-ESI-QTOF, HIGH
agilent | 6662 | unknown | qtof | esi | high | Agilent 6662, LC-ESI-QTOF, HIGH
agilent | 6661 | unknown | qtof | esi | high | Agilent 6661, LC-ESI-QTOF, HIGH
agilent | 6660 | unknown | qtof | esi | high | Agilent 6660, LC-ESI-QTOF, HIGH
agilent | 6659 | unknown | qtof | esi | high | Agilent 6659, LC-ESI-QTOF, HIGH
agilent | 6626 | unknown | qtof | esi | high | Agilent 6626, LC-ESI-QTOF, HIGH
agilent | 6657 | unknown | qtof | esi | high | Agilent 6657, LC-ESI-QTOF, HIGH
agilent | 6656 | unknown | qtof | esi | high | Agilent 6656, LC-ESI-QTOF, HIGH
agilent | 6655 | unknown | qtof | esi | high | Agilent 6655, LC-ESI-QTOF, HIGH
agilent | 6654 | unknown | qtof | esi | high | Agilent 6654, LC-ESI-QTOF, HIGH
agilent | 6653 | unknown | qtof | esi | high | Agilent 6653, LC-ESI-QTOF, HIGH
agilent | 6652 | unknown | qtof | esi | high | Agilent 6652, LC-ESI-QTOF, HIGH
agilent | 6651 | unknown | qtof | esi | high | Agilent 6651, LC-ESI-QTOF, HIGH
agilent | 6650 | unknown | qtof | esi | high | Agilent 6650, LC-ESI-QTOF, HIGH
agilent | 6649 | unknown | qtof | esi | high | Agilent 6649, LC-ESI-QTOF, HIGH
agilent | 6648 | unknown | qtof | esi | high | Agilent 6648, LC-ESI-QTOF, HIGH
agilent | 6647 | unknown | qtof | esi | high | Agilent 6647, LC-ESI-QTOF, HIGH
agilent | 6646 | unknown | qtof | esi | high | Agilent 6646, LC-ESI-QTOF, HIGH
agilent | 6645 | unknown | qtof | esi | high | Agilent 6645, LC-ESI-QTOF, HIGH
agilent | 6644 | unknown | qtof | esi | high | Agilent 6644, LC-ESI-QTOF, HIGH
agilent | 6643 | unknown | qtof | esi | high | Agilent 6643, LC-ESI-QTOF, HIGH
agilent | 6610 | unknown | qtof | esi | high | Agilent 6610, LC-ESI-QTOF, HIGH
agilent | 6641 | unknown | qtof | esi | high | Agilent 6641, LC-ESI-QTOF, HIGH
agilent | 6640 | unknown | qtof | esi | high | Agilent 6640, LC-ESI-QTOF, HIGH
agilent | 6639 | unknown | qtof | esi | high | Agilent 6639, LC-ESI-QTOF, HIGH
agilent | 6638 | unknown | qtof | esi | high | Agilent 6638, LC-ESI-QTOF, HIGH
agilent | 6637 | unknown | qtof | esi | high | Agilent 6637, LC-ESI-QTOF, HIGH
agilent | 6636 | unknown | qtof | esi | high | Agilent 6636, LC-ESI-QTOF, HIGH
agilent | 6635 | unknown | qtof | esi | high | Agilent 6635, LC-ESI-QTOF, HIGH
agilent | 6634 | unknown | qtof | esi | high | Agilent 6634, LC-ESI-QTOF, HIGH
agilent | 6633 | unknown | qtof | esi | high | Agilent 6633, LC-ESI-QTOF, HIGH
agilent | 6632 | unknown | qtof | esi | high | Agilent 6632, LC-ESI-QTOF, HIGH
agilent | 6631 | unknown | qtof | esi | high | Agilent 6631, LC-ESI-QTOF, HIGH
agilent | 6630 | unknown | qtof | esi | high | Agilent 6630, LC-ESI-QTOF, HIGH
agilent | 6629 | unknown | qtof | esi | high | Agilent 6629, LC-ESI-QTOF, HIGH
agilent | 6628 | unknown | qtof | esi | high | Agilent 6628, LC-ESI-QTOF, HIGH
agilent | 6627 | unknown | qtof | esi | high | Agilent 6627, LC-ESI-QTOF, HIGH
agilent | 6593 | unknown | qtof | esi | high | Agilent 6593, LC-ESI-QTOF, HIGH
agilent | 6625 | unknown | qtof | esi | high | Agilent 6625, LC-ESI-QTOF, HIGH
agilent | 6624 | unknown | qtof | esi | high | Agilent 6624, LC-ESI-QTOF, HIGH
agilent | 6623 | unknown | qtof | esi | high | Agilent 6623, LC-ESI-QTOF, HIGH
agilent | 6622 | unknown | qtof | esi | high | Agilent 6622, LC-ESI-QTOF, HIGH
agilent | 6621 | unknown | qtof | esi | high | Agilent 6621, LC-ESI-QTOF, HIGH
agilent | 6620 | unknown | qtof | esi | high | Agilent 6620, LC-ESI-QTOF, HIGH
agilent | 6619 | unknown | qtof | esi | high | Agilent 6619, LC-ESI-QTOF, HIGH
agilent | 6618 | unknown | qtof | esi | high | Agilent 6618, LC-ESI-QTOF, HIGH
agilent | 6617 | unknown | qtof | esi | high | Agilent 6617, LC-ESI-QTOF, HIGH
agilent | 6616 | unknown | qtof | esi | high | Agilent 6616, LC-ESI-QTOF, HIGH
agilent | 6615 | unknown | qtof | esi | high | Agilent 6615, LC-ESI-QTOF, HIGH
agilent | 6614 | unknown | qtof | esi | high | Agilent 6614, LC-ESI-QTOF, HIGH
agilent | 6613 | unknown | qtof | esi | high | Agilent 6613, LC-ESI-QTOF, HIGH
agilent | 6612 | unknown | qtof | esi | high | Agilent 6612, LC-ESI-QTOF, HIGH
agilent | 6611 | unknown | qtof | esi | high | Agilent 6611, LC-ESI-QTOF, HIGH
agilent | 6575 | unknown | qtof | esi | high | Agilent 6575, LC-ESI-QTOF, HIGH
agilent | 6609 | unknown | qtof | esi | high | Agilent 6609, LC-ESI-QTOF, HIGH
agilent | 6608 | unknown | qtof | esi | high | Agilent 6608, LC-ESI-QTOF, HIGH
agilent | 6607 | unknown | qtof | esi | high | Agilent 6607, LC-ESI-QTOF, HIGH
agilent | 6606 | unknown | qtof | esi | high | Agilent 6606, LC-ESI-QTOF, HIGH
agilent | 6605 | unknown | qtof | esi | high | Agilent 6605, LC-ESI-QTOF, HIGH
agilent | 6604 | unknown | qtof | esi | high | Agilent 6604, LC-ESI-QTOF, HIGH
agilent | 6603 | unknown | qtof | esi | high | Agilent 6603, LC-ESI-QTOF, HIGH
agilent | 6602 | unknown | qtof | esi | high | Agilent 6602, LC-ESI-QTOF, HIGH
agilent | 6601 | unknown | qtof | esi | high | Agilent 6601, LC-ESI-QTOF, HIGH
agilent | 6599 | unknown | qtof | esi | high | Agilent 6599, LC-ESI-QTOF, HIGH
agilent | 6598 | unknown | qtof | esi | high | Agilent 6598, LC-ESI-QTOF, HIGH
agilent | 6597 | unknown | qtof | esi | high | Agilent 6597, LC-ESI-QTOF, HIGH
agilent | 6596 | unknown | qtof | esi | high | Agilent 6596, LC-ESI-QTOF, HIGH
agilent | 6595 | unknown | qtof | esi | high | Agilent 6595, LC-ESI-QTOF, HIGH
agilent | 6594 | unknown | qtof | esi | high | Agilent 6594, LC-ESI-QTOF, HIGH
agilent | 6559 | unknown | qtof | esi | high | Agilent 6559, LC-ESI-QTOF, HIGH
agilent | 6592 | unknown | qtof | esi | high | Agilent 6592, LC-ESI-QTOF, HIGH
agilent | 6591 | unknown | qtof | esi | high | Agilent 6591, LC-ESI-QTOF, HIGH
agilent | 6589 | unknown | qtof | esi | high | Agilent 6589, LC-ESI-QTOF, HIGH
agilent | 6588 | unknown | qtof | esi | high | Agilent 6588, LC-ESI-QTOF, HIGH
agilent | 6587 | unknown | qtof | esi | high | Agilent 6587, LC-ESI-QTOF, HIGH
agilent | 6586 | unknown | qtof | esi | high | Agilent 6586, LC-ESI-QTOF, HIGH
agilent | 6585 | unknown | qtof | esi | high | Agilent 6585, LC-ESI-QTOF, HIGH
agilent | 6584 | unknown | qtof | esi | high | Agilent 6584, LC-ESI-QTOF, HIGH
agilent | 6583 | unknown | qtof | esi | high | Agilent 6583, LC-ESI-QTOF, HIGH
agilent | 6582 | unknown | qtof | esi | high | Agilent 6582, LC-ESI-QTOF, HIGH
agilent | 6581 | unknown | qtof | esi | high | Agilent 6581, LC-ESI-QTOF, HIGH
agilent | 6580 | unknown | qtof | esi | high | Agilent 6580, LC-ESI-QTOF, HIGH
agilent | 6578 | unknown | qtof | esi | high | Agilent 6578, LC-ESI-QTOF, HIGH
agilent | 6577 | unknown | qtof | esi | high | Agilent 6577, LC-ESI-QTOF, HIGH
agilent | 6576 | unknown | qtof | esi | high | Agilent 6576, LC-ESI-QTOF, HIGH
agilent | 6543 | unknown | qtof | esi | high | Agilent 6543, LC-ESI-QTOF, HIGH
agilent | 6574 | unknown | qtof | esi | high | Agilent 6574, LC-ESI-QTOF, HIGH
agilent | 6573 | unknown | qtof | esi | high | Agilent 6573, LC-ESI-QTOF, HIGH
agilent | 6572 | unknown | qtof | esi | high | Agilent 6572, LC-ESI-QTOF, HIGH
agilent | 6571 | unknown | qtof | esi | high | Agilent 6571, LC-ESI-QTOF, HIGH
agilent | 6570 | unknown | qtof | esi | high | Agilent 6570, LC-ESI-QTOF, HIGH
agilent | 6569 | unknown | qtof | esi | high | Agilent 6569, LC-ESI-QTOF, HIGH
agilent | 6568 | unknown | qtof | esi | high | Agilent 6568, LC-ESI-QTOF, HIGH
agilent | 6567 | unknown | qtof | esi | high | Agilent 6567, LC-ESI-QTOF, HIGH
agilent | 6566 | unknown | qtof | esi | high | Agilent 6566, LC-ESI-QTOF, HIGH
agilent | 6565 | unknown | qtof | esi | high | Agilent 6565, LC-ESI-QTOF, HIGH
agilent | 6564 | unknown | qtof | esi | high | Agilent 6564, LC-ESI-QTOF, HIGH
agilent | 6563 | unknown | qtof | esi | high | Agilent 6563, LC-ESI-QTOF, HIGH
agilent | 6562 | unknown | qtof | esi | high | Agilent 6562, LC-ESI-QTOF, HIGH
agilent | 6561 | unknown | qtof | esi | high | Agilent 6561, LC-ESI-QTOF, HIGH
agilent | 6560 | unknown | qtof | esi | high | Agilent 6560, LC-ESI-QTOF, HIGH
agilent | 6210 | unknown | tof | esi | high | Agilent 6210, LC-ESI-TOF, HIGH
agilent | 6558 | unknown | qtof | esi | high | Agilent 6558, LC-ESI-QTOF, HIGH
agilent | 6557 | unknown | qtof | esi | high | Agilent 6557, LC-ESI-QTOF, HIGH
agilent | 6556 | unknown | qtof | esi | high | Agilent 6556, LC-ESI-QTOF, HIGH
agilent | 6555 | unknown | qtof | esi | high | Agilent 6555, LC-ESI-QTOF, HIGH
agilent | 6554 | unknown | qtof | esi | high | Agilent 6554, LC-ESI-QTOF, HIGH
agilent | 6553 | unknown | qtof | esi | high | Agilent 6553, LC-ESI-QTOF, HIGH
agilent | 6552 | unknown | qtof | esi | high | Agilent 6552, LC-ESI-QTOF, HIGH
agilent | 6551 | unknown | qtof | esi | high | Agilent 6551, LC-ESI-QTOF, HIGH
agilent | 6550 | unknown | qtof | esi | high | Agilent 6550, LC-ESI-QTOF, HIGH
agilent | 6549 | unknown | qtof | esi | high | Agilent 6549, LC-ESI-QTOF, HIGH
agilent | 6548 | unknown | qtof | esi | high | Agilent 6548, LC-ESI-QTOF, HIGH
agilent | 6547 | unknown | qtof | esi | high | Agilent 6547, LC-ESI-QTOF, HIGH
agilent | 6546 | unknown | qtof | esi | high | Agilent 6546, LC-ESI-QTOF, HIGH
agilent | 6545 | unknown | qtof | esi | high | Agilent 6545, LC-ESI-QTOF, HIGH
agilent | 6544 | unknown | qtof | esi | high | Agilent 6544, LC-ESI-QTOF, HIGH
agilent | 6569 | lc | qtof | esi | high | Agilent 6569, LC-ESI-QTOF, HIGH
agilent | 6542 | unknown | qtof | esi | high | Agilent 6542, LC-ESI-QTOF, HIGH
agilent | 6541 | unknown | qtof | esi | high | Agilent 6541, LC-ESI-QTOF, HIGH
agilent | 6540 | unknown | qtof | esi | high | Agilent 6540, LC-ESI-QTOF, HIGH
agilent | 6539 | unknown | qtof | esi | high | Agilent 6539, LC-ESI-QTOF, HIGH
agilent | 6538 | unknown | qtof | esi | high | Agilent 6538, LC-ESI-QTOF, HIGH
agilent | 6537 | unknown | qtof | esi | high | Agilent 6537, LC-ESI-QTOF, HIGH
agilent | 6536 | unknown | qtof | esi | high | Agilent 6536, LC-ESI-QTOF, HIGH
agilent | 6535 | unknown | qtof | esi | high | Agilent 6535, LC-ESI-QTOF, HIGH
agilent | 6534 | unknown | qtof | esi | high | Agilent 6534, LC-ESI-QTOF, HIGH
agilent | 6533 | unknown | qtof | esi | high | Agilent 6533, LC-ESI-QTOF, HIGH
agilent | 6532 | unknown | qtof | esi | high | Agilent 6532, LC-ESI-QTOF, HIGH
agilent | 6531 | unknown | qtof | esi | high | Agilent 6531, LC-ESI-QTOF, HIGH
agilent | 6530 | unknown | qtof | esi | high | Agilent 6530, LC-ESI-QTOF, HIGH
agilent | 6410 | unknown | qqq | esi | low | Agilent 6410, LC-ESI-QQQ, LOW
agilent | 6210 | unknown | tof | esi | high | Agilent 6210, LC-ESI-TOF, HIGH
unknown | 6679 | lc | qtof | esi | high | Agilent 6679, LC-ESI-QTOF, HIGH
unknown | 6678 | lc | qtof | esi | high | Agilent 6678, LC-ESI-QTOF, HIGH
unknown | 6677 | lc | qtof | esi | high | Agilent 6677, LC-ESI-QTOF, HIGH
unknown | 6676 | lc | qtof | esi | high | Agilent 6676, LC-ESI-QTOF, HIGH
unknown | 6675 | lc | qtof | esi | high | Agilent 6675, LC-ESI-QTOF, HIGH
unknown | 6674 | lc | qtof | esi | high | Agilent 6674, LC-ESI-QTOF, HIGH
unknown | 6673 | lc | qtof | esi | high | Agilent 6673, LC-ESI-QTOF, HIGH
unknown | 6672 | lc | qtof | esi | high | Agilent 6672, LC-ESI-QTOF, HIGH
unknown | 6671 | lc | qtof | esi | high | Agilent 6671, LC-ESI-QTOF, HIGH
unknown | 6670 | lc | qtof | esi | high | Agilent 6670, LC-ESI-QTOF, HIGH
unknown | 6669 | lc | qtof | esi | high | Agilent 6669, LC-ESI-QTOF, HIGH
unknown | 6668 | lc | qtof | esi | high | Agilent 6668, LC-ESI-QTOF, HIGH
unknown | 6667 | lc | qtof | esi | high | Agilent 6667, LC-ESI-QTOF, HIGH
unknown | 6666 | lc | qtof | esi | high | Agilent 6666, LC-ESI-QTOF, HIGH
unknown | 6663 | lc | qtof | esi | high | Agilent 6663, LC-ESI-QTOF, HIGH
unknown | 6662 | lc | qtof | esi | high | Agilent 6662, LC-ESI-QTOF, HIGH
unknown | 6661 | lc | qtof | esi | high | Agilent 6661, LC-ESI-QTOF, HIGH
unknown | 6660 | lc | qtof | esi | high | Agilent 6660, LC-ESI-QTOF, HIGH
unknown | 6659 | lc | qtof | esi | high | Agilent 6659, LC-ESI-QTOF, HIGH
unknown | 6658 | lc | qtof | esi | high | Agilent 6658, LC-ESI-QTOF, HIGH
unknown | 6657 | lc | qtof | esi | high | Agilent 6657, LC-ESI-QTOF, HIGH
unknown | 6656 | lc | qtof | esi | high | Agilent 6656, LC-ESI-QTOF, HIGH
unknown | 6655 | lc | qtof | esi | high | Agilent 6655, LC-ESI-QTOF, HIGH
unknown | 6654 | lc | qtof | esi | high | Agilent 6654, LC-ESI-QTOF, HIGH
unknown | 6653 | lc | qtof | esi | high | Agilent 6653, LC-ESI-QTOF, HIGH
unknown | 6652 | lc | qtof | esi | high | Agilent 6652, LC-ESI-QTOF, HIGH
unknown | 6651 | lc | qtof | esi | high | Agilent 6651, LC-ESI-QTOF, HIGH
unknown | 6650 | lc | qtof | esi | high | Agilent 6650, LC-ESI-QTOF, HIGH
unknown | 7100 | ce | qtof | esi | high | Agilent 7100, CE-ESI-QTOF, HIGH
unknown | 6680 | lc | qtof | esi | high | Agilent 6680, LC-ESI-QTOF, HIGH
unknown | 6647 | lc | qtof | esi | high | Agilent 6647, LC-ESI-QTOF, HIGH
unknown | 6646 | lc | qtof | esi | high | Agilent 6646, LC-ESI-QTOF, HIGH
unknown | 6645 | lc | qtof | esi | high | Agilent 6645, LC-ESI-QTOF, HIGH
unknown | 6644 | lc | qtof | esi | high | Agilent 6644, LC-ESI-QTOF, HIGH
unknown | 6643 | lc | qtof | esi | high | Agilent 6643, LC-ESI-QTOF, HIGH
unknown | 6642 | lc | qtof | esi | high | Agilent 6642, LC-ESI-QTOF, HIGH
unknown | 6641 | lc | qtof | esi | high | Agilent 6641, LC-ESI-QTOF, HIGH
unknown | 6640 | lc | qtof | esi | high | Agilent 6640, LC-ESI-QTOF, HIGH
unknown | 6639 | lc | qtof | esi | high | Agilent 6639, LC-ESI-QTOF, HIGH
unknown | 6638 | lc | qtof | esi | high | Agilent 6638, LC-ESI-QTOF, HIGH
unknown | 6637 | lc | qtof | esi | high | Agilent 6637, LC-ESI-QTOF, HIGH
unknown | 6636 | lc | qtof | esi | high | Agilent 6636, LC-ESI-QTOF, HIGH
unknown | 6635 | lc | qtof | esi | high | Agilent 6635, LC-ESI-QTOF, HIGH
unknown | 6634 | lc | qtof | esi | high | Agilent 6634, LC-ESI-QTOF, HIGH
unknown | 6665 | lc | qtof | esi | high | Agilent 6665, LC-ESI-QTOF, HIGH
unknown | 6664 | lc | qtof | esi | high | Agilent 6664, LC-ESI-QTOF, HIGH
unknown | 6631 | lc | qtof | esi | high | Agilent 6631, LC-ESI-QTOF, HIGH
unknown | 6630 | lc | qtof | esi | high | Agilent 6630, LC-ESI-QTOF, HIGH
unknown | 6629 | lc | qtof | esi | high | Agilent 6629, LC-ESI-QTOF, HIGH
unknown | 6628 | lc | qtof | esi | high | Agilent 6628, LC-ESI-QTOF, HIGH
unknown | 6627 | lc | qtof | esi | high | Agilent 6627, LC-ESI-QTOF, HIGH
unknown | 6626 | lc | qtof | esi | high | Agilent 6626, LC-ESI-QTOF, HIGH
unknown | 6625 | lc | qtof | esi | high | Agilent 6625, LC-ESI-QTOF, HIGH
unknown | 6624 | lc | qtof | esi | high | Agilent 6624, LC-ESI-QTOF, HIGH
unknown | 6623 | lc | qtof | esi | high | Agilent 6623, LC-ESI-QTOF, HIGH
unknown | 6622 | lc | qtof | esi | high | Agilent 6622, LC-ESI-QTOF, HIGH
unknown | 6621 | lc | qtof | esi | high | Agilent 6621, LC-ESI-QTOF, HIGH
unknown | 6620 | lc | qtof | esi | high | Agilent 6620, LC-ESI-QTOF, HIGH
unknown | 6619 | lc | qtof | esi | high | Agilent 6619, LC-ESI-QTOF, HIGH
unknown | 6618 | lc | qtof | esi | high | Agilent 6618, LC-ESI-QTOF, HIGH
unknown | 6649 | lc | qtof | esi | high | Agilent 6649, LC-ESI-QTOF, HIGH
unknown | 6648 | lc | qtof | esi | high | Agilent 6648, LC-ESI-QTOF, HIGH
unknown | 6615 | lc | qtof | esi | high | Agilent 6615, LC-ESI-QTOF, HIGH
unknown | 6614 | lc | qtof | esi | high | Agilent 6614, LC-ESI-QTOF, HIGH
unknown | 6613 | lc | qtof | esi | high | Agilent 6613, LC-ESI-QTOF, HIGH
unknown | 6612 | lc | qtof | esi | high | Agilent 6612, LC-ESI-QTOF, HIGH
unknown | 6611 | lc | qtof | esi | high | Agilent 6611, LC-ESI-QTOF, HIGH
unknown | 6610 | lc | qtof | esi | high | Agilent 6610, LC-ESI-QTOF, HIGH
unknown | 6609 | lc | qtof | esi | high | Agilent 6609, LC-ESI-QTOF, HIGH
unknown | 6608 | lc | qtof | esi | high | Agilent 6608, LC-ESI-QTOF, HIGH
unknown | 6607 | lc | qtof | esi | high | Agilent 6607, LC-ESI-QTOF, HIGH
unknown | 6606 | lc | qtof | esi | high | Agilent 6606, LC-ESI-QTOF, HIGH
unknown | 6605 | lc | qtof | esi | high | Agilent 6605, LC-ESI-QTOF, HIGH
unknown | 6604 | lc | qtof | esi | high | Agilent 6604, LC-ESI-QTOF, HIGH
unknown | 6603 | lc | qtof | esi | high | Agilent 6603, LC-ESI-QTOF, HIGH
unknown | 6602 | lc | qtof | esi | high | Agilent 6602, LC-ESI-QTOF, HIGH
unknown | 6633 | lc | qtof | esi | high | Agilent 6633, LC-ESI-QTOF, HIGH
unknown | 6632 | lc | qtof | esi | high | Agilent 6632, LC-ESI-QTOF, HIGH
unknown | 6598 | lc | qtof | esi | high | Agilent 6598, LC-ESI-QTOF, HIGH
unknown | 6597 | lc | qtof | esi | high | Agilent 6597, LC-ESI-QTOF, HIGH
unknown | 6596 | lc | qtof | esi | high | Agilent 6596, LC-ESI-QTOF, HIGH
unknown | 6595 | lc | qtof | esi | high | Agilent 6595, LC-ESI-QTOF, HIGH
unknown | 6594 | lc | qtof | esi | high | Agilent 6594, LC-ESI-QTOF, HIGH
unknown | 6593 | lc | qtof | esi | high | Agilent 6593, LC-ESI-QTOF, HIGH
unknown | 6592 | lc | qtof | esi | high | Agilent 6592, LC-ESI-QTOF, HIGH
unknown | 6591 | lc | qtof | esi | high | Agilent 6591, LC-ESI-QTOF, HIGH
unknown | 6589 | lc | qtof | esi | high | Agilent 6589, LC-ESI-QTOF, HIGH
unknown | 6588 | lc | qtof | esi | high | Agilent 6588, LC-ESI-QTOF, HIGH
unknown | 6587 | lc | qtof | esi | high | Agilent 6587, LC-ESI-QTOF, HIGH
unknown | 6586 | lc | qtof | esi | high | Agilent 6586, LC-ESI-QTOF, HIGH
unknown | 6585 | lc | qtof | esi | high | Agilent 6585, LC-ESI-QTOF, HIGH
unknown | 6584 | lc | qtof | esi | high | Agilent 6584, LC-ESI-QTOF, HIGH
unknown | 6617 | lc | qtof | esi | high | Agilent 6617, LC-ESI-QTOF, HIGH
unknown | 6616 | lc | qtof | esi | high | Agilent 6616, LC-ESI-QTOF, HIGH
unknown | 6581 | lc | qtof | esi | high | Agilent 6581, LC-ESI-QTOF, HIGH
unknown | 6580 | lc | qtof | esi | high | Agilent 6580, LC-ESI-QTOF, HIGH
unknown | 6578 | lc | qtof | esi | high | Agilent 6578, LC-ESI-QTOF, HIGH
unknown | 6577 | lc | qtof | esi | high | Agilent 6577, LC-ESI-QTOF, HIGH
unknown | 6576 | lc | qtof | esi | high | Agilent 6576, LC-ESI-QTOF, HIGH
unknown | 6575 | lc | qtof | esi | high | Agilent 6575, LC-ESI-QTOF, HIGH
unknown | 6574 | lc | qtof | esi | high | Agilent 6574, LC-ESI-QTOF, HIGH
unknown | 6573 | lc | qtof | esi | high | Agilent 6573, LC-ESI-QTOF, HIGH
unknown | 6572 | lc | qtof | esi | high | Agilent 6572, LC-ESI-QTOF, HIGH
unknown | 6571 | lc | qtof | esi | high | Agilent 6571, LC-ESI-QTOF, HIGH
unknown | 6570 | lc | qtof | esi | high | Agilent 6570, LC-ESI-QTOF, HIGH
unknown | 6569 | lc | qtof | esi | high | Agilent 6569, LC-ESI-QTOF, HIGH
unknown | 6568 | lc | qtof | esi | high | Agilent 6568, LC-ESI-QTOF, HIGH
unknown | 6567 | lc | qtof | esi | high | Agilent 6567, LC-ESI-QTOF, HIGH
unknown | 6601 | lc | qtof | esi | high | Agilent 6601, LC-ESI-QTOF, HIGH
unknown | 6599 | lc | qtof | esi | high | Agilent 6599, LC-ESI-QTOF, HIGH
unknown | 6564 | lc | qtof | esi | high | Agilent 6564, LC-ESI-QTOF, HIGH
unknown | 6563 | lc | qtof | esi | high | Agilent 6563, LC-ESI-QTOF, HIGH
unknown | 6562 | lc | qtof | esi | high | Agilent 6562, LC-ESI-QTOF, HIGH
unknown | 6561 | lc | qtof | esi | high | Agilent 6561, LC-ESI-QTOF, HIGH
unknown | 6560 | lc | qtof | esi | high | Agilent 6560, LC-ESI-QTOF, HIGH
unknown | 6559 | lc | qtof | esi | high | Agilent 6559, LC-ESI-QTOF, HIGH
unknown | 6558 | lc | qtof | esi | high | Agilent 6558, LC-ESI-QTOF, HIGH
unknown | 6557 | lc | qtof | esi | high | Agilent 6557, LC-ESI-QTOF, HIGH
unknown | 6556 | lc | qtof | esi | high | Agilent 6556, LC-ESI-QTOF, HIGH
unknown | 6555 | lc | qtof | esi | high | Agilent 6555, LC-ESI-QTOF, HIGH
unknown | 6554 | lc | qtof | esi | high | Agilent 6554, LC-ESI-QTOF, HIGH
unknown | 6553 | lc | qtof | esi | high | Agilent 6553, LC-ESI-QTOF, HIGH
unknown | 6552 | lc | qtof | esi | high | Agilent 6552, LC-ESI-QTOF, HIGH
unknown | 6551 | lc | qtof | esi | high | Agilent 6551, LC-ESI-QTOF, HIGH
unknown | 6583 | lc | qtof | esi | high | Agilent 6583, LC-ESI-QTOF, HIGH
unknown | 6582 | lc | qtof | esi | high | Agilent 6582, LC-ESI-QTOF, HIGH
unknown | 6548 | lc | qtof | esi | high | Agilent 6548, LC-ESI-QTOF, HIGH
unknown | 6547 | lc | qtof | esi | high | Agilent 6547, LC-ESI-QTOF, HIGH
unknown | 6546 | lc | qtof | esi | high | Agilent 6546, LC-ESI-QTOF, HIGH
unknown | 6545 | lc | qtof | esi | high | Agilent 6545, LC-ESI-QTOF, HIGH
unknown | 6544 | lc | qtof | esi | high | Agilent 6544, LC-ESI-QTOF, HIGH
unknown | 6543 | lc | qtof | esi | high | Agilent 6543, LC-ESI-QTOF, HIGH
unknown | 6542 | lc | qtof | esi | high | Agilent 6542, LC-ESI-QTOF, HIGH
unknown | 6541 | lc | qtof | esi | high | Agilent 6541, LC-ESI-QTOF, HIGH
unknown | 6540 | lc | qtof | esi | high | Agilent 6540, LC-ESI-QTOF, HIGH
unknown | 6539 | lc | qtof | esi | high | Agilent 6539, LC-ESI-QTOF, HIGH
unknown | 6538 | lc | qtof | esi | high | Agilent 6538, LC-ESI-QTOF, HIGH
unknown | 6537 | lc | qtof | esi | high | Agilent 6537, LC-ESI-QTOF, HIGH
unknown | 6536 | lc | qtof | esi | high | Agilent 6536, LC-ESI-QTOF, HIGH
unknown | 6535 | lc | qtof | esi | high | Agilent 6535, LC-ESI-QTOF, HIGH
unknown | 6566 | lc | qtof | esi | high | Agilent 6566, LC-ESI-QTOF, HIGH
unknown | 6565 | lc | qtof | esi | high | Agilent 6565, LC-ESI-QTOF, HIGH
unknown | 6540 | unknown | unknown | unknown | unknown | Agilent 6540, LC-UNKNOWN-QTOF, UNKNOWN
unknown | 6539 | unknown | unknown | unknown | unknown | Agilent 6539, LC-UNKNOWN-QTOF, UNKNOWN
unknown | 6538 | unknown | unknown | unknown | unknown | Agilent 6538, LC-UNKNOWN-QTOF, UNKNOWN
unknown | 6537 | unknown | unknown | unknown | unknown | Agilent 6537, LC-UNKNOWN-QTOF, UNKNOWN
unknown | 6536 | unknown | unknown | unknown | unknown | Agilent 6536, LC-UNKNOWN-QTOF, UNKNOWN
unknown | 6535 | unknown | unknown | unknown | unknown | Agilent 6535, LC-UNKNOWN-QTOF, UNKNOWN
unknown | 6534 | unknown | unknown | unknown | unknown | Agilent 6534, LC-UNKNOWN-QTOF, UNKNOWN
unknown | 6533 | unknown | unknown | unknown | unknown | Agilent 6533, LC-UNKNOWN-QTOF, UNKNOWN
unknown | 6532 | unknown | unknown | unknown | unknown | Agilent 6532, LC-UNKNOWN-QTOF, UNKNOWN
unknown | 6531 | unknown | unknown | unknown | unknown | Agilent 6531, LC-UNKNOWN-QTOF, UNKNOWN
unknown | 6530 | unknown | unknown | unknown | unknown | Agilent 6530, LC-UNKNOWN-QTOF, UNKNOWN
unknown | 6410 | unknown | unknown | unknown | unknown | Agilent 6410, LC-UNKNOWN-QQQ, UNKNOWN
unknown | 6210 | unknown | unknown | unknown | unknown | Agilent 6210, CE-UNKNOWN-TOF, UNKNOWN
unknown | 6210 | unknown | unknown | unknown | unknown | Agilent 6210, CE-UNKNOWN-TOF, UNKNOWN
unknown | 6550 | lc | qtof | esi | high | Agilent 6550, LC-ESI-QTOF, HIGH
unknown | 6549 | lc | qtof | esi | high | Agilent 6549, LC-ESI-QTOF, HIGH
unknown | 6556 | unknown | unknown | unknown | unknown | Agilent 6556, LC-UNKNOWN-QTOF, UNKNOWN
unknown | 6555 | unknown | unknown | unknown | unknown | Agilent 6555, LC-UNKNOWN-QTOF, UNKNOWN
unknown | 6554 | unknown | unknown | unknown | unknown | Agilent 6554, LC-UNKNOWN-QTOF, UNKNOWN
unknown | 6553 | unknown | unknown | unknown | unknown | Agilent 6553, LC-UNKNOWN-QTOF, UNKNOWN
unknown | 6552 | unknown | unknown | unknown | unknown | Agilent 6552, LC-UNKNOWN-QTOF, UNKNOWN
unknown | 6551 | unknown | unknown | unknown | unknown | Agilent 6551, LC-UNKNOWN-QTOF, UNKNOWN
unknown | 6550 | unknown | unknown | unknown | unknown | Agilent 6550, LC-UNKNOWN-QTOF, UNKNOWN
unknown | 6549 | unknown | unknown | unknown | unknown | Agilent 6549, LC-UNKNOWN-QTOF, UNKNOWN
unknown | 6548 | unknown | unknown | unknown | unknown | Agilent 6548, LC-UNKNOWN-QTOF, UNKNOWN
unknown | 6547 | unknown | unknown | unknown | unknown | Agilent 6547, LC-UNKNOWN-QTOF, UNKNOWN
unknown | 6546 | unknown | unknown | unknown | unknown | Agilent 6546, LC-UNKNOWN-QTOF, UNKNOWN
unknown | 6545 | unknown | unknown | unknown | unknown | Agilent 6545, LC-UNKNOWN-QTOF, UNKNOWN
unknown | 6544 | unknown | unknown | unknown | unknown | Agilent 6544, LC-UNKNOWN-QTOF, UNKNOWN
unknown | 6543 | unknown | unknown | unknown | unknown | Agilent 6543, LC-UNKNOWN-QTOF, UNKNOWN
unknown | 6542 | unknown | unknown | unknown | unknown | Agilent 6542, LC-UNKNOWN-QTOF, UNKNOWN
unknown | 6541 | unknown | unknown | unknown | unknown | Agilent 6541, LC-UNKNOWN-QTOF, UNKNOWN
unknown | 6572 | unknown | unknown | unknown | unknown | Agilent 6572, LC-UNKNOWN-QTOF, UNKNOWN
unknown | 6571 | unknown | unknown | unknown | unknown | Agilent 6571, LC-UNKNOWN-QTOF, UNKNOWN
unknown | 6570 | unknown | unknown | unknown | unknown | Agilent 6570, LC-UNKNOWN-QTOF, UNKNOWN
unknown | 6569 | unknown | unknown | unknown | unknown | Agilent 6569, LC-UNKNOWN-QTOF, UNKNOWN
unknown | 6568 | unknown | unknown | unknown | unknown | Agilent 6568, LC-UNKNOWN-QTOF, UNKNOWN
unknown | 6567 | unknown | unknown | unknown | unknown | Agilent 6567, LC-UNKNOWN-QTOF, UNKNOWN
unknown | 6566 | unknown | unknown | unknown | unknown | Agilent 6566, LC-UNKNOWN-QTOF, UNKNOWN
unknown | 6565 | unknown | unknown | unknown | unknown | Agilent 6565, LC-UNKNOWN-QTOF, UNKNOWN
unknown | 6564 | unknown | unknown | unknown | unknown | Agilent 6564, LC-UNKNOWN-QTOF, UNKNOWN
unknown | 6563 | unknown | unknown | unknown | unknown | Agilent 6563, LC-UNKNOWN-QTOF, UNKNOWN
unknown | 6562 | unknown | unknown | unknown | unknown | Agilent 6562, LC-UNKNOWN-QTOF, UNKNOWN
unknown | 6561 | unknown | unknown | unknown | unknown | Agilent 6561, LC-UNKNOWN-QTOF, UNKNOWN
unknown | 6560 | unknown | unknown | unknown | unknown | Agilent 6560, LC-UNKNOWN-QTOF, UNKNOWN
unknown | 6559 | unknown | unknown | unknown | unknown | Agilent 6559, LC-UNKNOWN-QTOF, UNKNOWN
unknown | 6558 | unknown | unknown | unknown | unknown | Agilent 6558, LC-UNKNOWN-QTOF, UNKNOWN
unknown | 6557 | unknown | unknown | unknown | unknown | Agilent 6557, LC-UNKNOWN-QTOF, UNKNOWN
unknown | 6589 | unknown | unknown | unknown | unknown | Agilent 6589, LC-UNKNOWN-QTOF, UNKNOWN
unknown | 6588 | unknown | unknown | unknown | unknown | Agilent 6588, LC-UNKNOWN-QTOF, UNKNOWN
unknown | 6587 | unknown | unknown | unknown | unknown | Agilent 6587, LC-UNKNOWN-QTOF, UNKNOWN
unknown | 6586 | unknown | unknown | unknown | unknown | Agilent 6586, LC-UNKNOWN-QTOF, UNKNOWN
unknown | 6585 | unknown | unknown | unknown | unknown | Agilent 6585, LC-UNKNOWN-QTOF, UNKNOWN
unknown | 6584 | unknown | unknown | unknown | unknown | Agilent 6584, LC-UNKNOWN-QTOF, UNKNOWN
unknown | 6583 | unknown | unknown | unknown | unknown | Agilent 6583, LC-UNKNOWN-QTOF, UNKNOWN
unknown | 6582 | unknown | unknown | unknown | unknown | Agilent 6582, LC-UNKNOWN-QTOF, UNKNOWN
unknown | 6581 | unknown | unknown | unknown | unknown | Agilent 6581, LC-UNKNOWN-QTOF, UNKNOWN
unknown | 6580 | unknown | unknown | unknown | unknown | Agilent 6580, LC-UNKNOWN-QTOF, UNKNOWN
unknown | 6578 | unknown | unknown | unknown | unknown | Agilent 6578, LC-UNKNOWN-QTOF, UNKNOWN
unknown | 6577 | unknown | unknown | unknown | unknown | Agilent 6577, LC-UNKNOWN-QTOF, UNKNOWN
unknown | 6576 | unknown | unknown | unknown | unknown | Agilent 6576, LC-UNKNOWN-QTOF, UNKNOWN
unknown | 6575 | unknown | unknown | unknown | unknown | Agilent 6575, LC-UNKNOWN-QTOF, UNKNOWN
unknown | 6574 | unknown | unknown | unknown | unknown | Agilent 6574, LC-UNKNOWN-QTOF, UNKNOWN
unknown | 6573 | unknown | unknown | unknown | unknown | Agilent 6573, LC-UNKNOWN-QTOF, UNKNOWN
unknown | 6607 | unknown | unknown | unknown | unknown | Agilent 6607, LC-UNKNOWN-QTOF, UNKNOWN
unknown | 6606 | unknown | unknown | unknown | unknown | Agilent 6606, LC-UNKNOWN-QTOF, UNKNOWN
unknown | 6605 | unknown | unknown | unknown | unknown | Agilent 6605, LC-UNKNOWN-QTOF, UNKNOWN
unknown | 6604 | unknown | unknown | unknown | unknown | Agilent 6604, LC-UNKNOWN-QTOF, UNKNOWN
unknown | 6603 | unknown | unknown | unknown | unknown | Agilent 6603, LC-UNKNOWN-QTOF, UNKNOWN
unknown | 6602 | unknown | unknown | unknown | unknown | Agilent 6602, LC-UNKNOWN-QTOF, UNKNOWN
unknown | 6601 | unknown | unknown | unknown | unknown | Agilent 6601, LC-UNKNOWN-QTOF, UNKNOWN
unknown | 6599 | unknown | unknown | unknown | unknown | Agilent 6599, LC-UNKNOWN-QTOF, UNKNOWN
unknown | 6598 | unknown | unknown | unknown | unknown | Agilent 6598, LC-UNKNOWN-QTOF, UNKNOWN
unknown | 6597 | unknown | unknown | unknown | unknown | Agilent 6597, LC-UNKNOWN-QTOF, UNKNOWN
unknown | 6596 | unknown | unknown | unknown | unknown | Agilent 6596, LC-UNKNOWN-QTOF, UNKNOWN
unknown | 6595 | unknown | unknown | unknown | unknown | Agilent 6595, LC-UNKNOWN-QTOF, UNKNOWN
unknown | 6594 | unknown | unknown | unknown | unknown | Agilent 6594, LC-UNKNOWN-QTOF, UNKNOWN
unknown | 6593 | unknown | unknown | unknown | unknown | Agilent 6593, LC-UNKNOWN-QTOF, UNKNOWN
unknown | 6592 | unknown | unknown | unknown | unknown | Agilent 6592, LC-UNKNOWN-QTOF, UNKNOWN
unknown | 6591 | unknown | unknown | unknown | unknown | Agilent 6591, LC-UNKNOWN-QTOF, UNKNOWN
unknown | 6623 | unknown | unknown | unknown | unknown | Agilent 6623, LC-UNKNOWN-QTOF, UNKNOWN
unknown | 6622 | unknown | unknown | unknown | unknown | Agilent 6622, LC-UNKNOWN-QTOF, UNKNOWN
unknown | 6621 | unknown | unknown | unknown | unknown | Agilent 6621, LC-UNKNOWN-QTOF, UNKNOWN
unknown | 6620 | unknown | unknown | unknown | unknown | Agilent 6620, LC-UNKNOWN-QTOF, UNKNOWN
unknown | 6619 | unknown | unknown | unknown | unknown | Agilent 6619, LC-UNKNOWN-QTOF, UNKNOWN
unknown | 6618 | unknown | unknown | unknown | unknown | Agilent 6618, LC-UNKNOWN-QTOF, UNKNOWN
unknown | 6617 | unknown | unknown | unknown | unknown | Agilent 6617, LC-UNKNOWN-QTOF, UNKNOWN
unknown | 6616 | unknown | unknown | unknown | unknown | Agilent 6616, LC-UNKNOWN-QTOF, UNKNOWN
unknown | 6615 | unknown | unknown | unknown | unknown | Agilent 6615, LC-UNKNOWN-QTOF, UNKNOWN
unknown | 6614 | unknown | unknown | unknown | unknown | Agilent 6614, LC-UNKNOWN-QTOF, UNKNOWN
unknown | 6613 | unknown | unknown | unknown | unknown | Agilent 6613, LC-UNKNOWN-QTOF, UNKNOWN
unknown | 6612 | unknown | unknown | unknown | unknown | Agilent 6612, LC-UNKNOWN-QTOF, UNKNOWN
unknown | 6611 | unknown | unknown | unknown | unknown | Agilent 6611, LC-UNKNOWN-QTOF, UNKNOWN
unknown | 6610 | unknown | unknown | unknown | unknown | Agilent 6610, LC-UNKNOWN-QTOF, UNKNOWN
unknown | 6609 | unknown | unknown | unknown | unknown | Agilent 6609, LC-UNKNOWN-QTOF, UNKNOWN
unknown | 6608 | unknown | unknown | unknown | unknown | Agilent 6608, LC-UNKNOWN-QTOF, UNKNOWN
unknown | 6639 | unknown | unknown | unknown | unknown | Agilent 6639, LC-UNKNOWN-QTOF, UNKNOWN
unknown | 6638 | unknown | unknown | unknown | unknown | Agilent 6638, LC-UNKNOWN-QTOF, UNKNOWN
unknown | 6637 | unknown | unknown | unknown | unknown | Agilent 6637, LC-UNKNOWN-QTOF, UNKNOWN
unknown | 6636 | unknown | unknown | unknown | unknown | Agilent 6636, LC-UNKNOWN-QTOF, UNKNOWN
unknown | 6635 | unknown | unknown | unknown | unknown | Agilent 6635, LC-UNKNOWN-QTOF, UNKNOWN
unknown | 6634 | unknown | unknown | unknown | unknown | Agilent 6634, LC-UNKNOWN-QTOF, UNKNOWN
unknown | 6633 | unknown | unknown | unknown | unknown | Agilent 6633, LC-UNKNOWN-QTOF, UNKNOWN
unknown | 6632 | unknown | unknown | unknown | unknown | Agilent 6632, LC-UNKNOWN-QTOF, UNKNOWN
unknown | 6631 | unknown | unknown | unknown | unknown | Agilent 6631, LC-UNKNOWN-QTOF, UNKNOWN
unknown | 6630 | unknown | unknown | unknown | unknown | Agilent 6630, LC-UNKNOWN-QTOF, UNKNOWN
unknown | 6629 | unknown | unknown | unknown | unknown | Agilent 6629, LC-UNKNOWN-QTOF, UNKNOWN
unknown | 6628 | unknown | unknown | unknown | unknown | Agilent 6628, LC-UNKNOWN-QTOF, UNKNOWN
unknown | 6627 | unknown | unknown | unknown | unknown | Agilent 6627, LC-UNKNOWN-QTOF, UNKNOWN
unknown | 6626 | unknown | unknown | unknown | unknown | Agilent 6626, LC-UNKNOWN-QTOF, UNKNOWN
unknown | 6625 | unknown | unknown | unknown | unknown | Agilent 6625, LC-UNKNOWN-QTOF, UNKNOWN
unknown | 6624 | unknown | unknown | unknown | unknown | Agilent 6624, LC-UNKNOWN-QTOF, UNKNOWN
unknown | 6655 | unknown | unknown | unknown | unknown | Agilent 6655, LC-UNKNOWN-QTOF, UNKNOWN
unknown | 6654 | unknown | unknown | unknown | unknown | Agilent 6654, LC-UNKNOWN-QTOF, UNKNOWN
unknown | 6653 | unknown | unknown | unknown | unknown | Agilent 6653, LC-UNKNOWN-QTOF, UNKNOWN
unknown | 6652 | unknown | unknown | unknown | unknown | Agilent 6652, LC-UNKNOWN-QTOF, UNKNOWN
unknown | 6651 | unknown | unknown | unknown | unknown | Agilent 6651, LC-UNKNOWN-QTOF, UNKNOWN
unknown | 6650 | unknown | unknown | unknown | unknown | Agilent 6650, LC-UNKNOWN-QTOF, UNKNOWN
unknown | 6649 | unknown | unknown | unknown | unknown | Agilent 6649, LC-UNKNOWN-QTOF, UNKNOWN
unknown | 6648 | unknown | unknown | unknown | unknown | Agilent 6648, LC-UNKNOWN-QTOF, UNKNOWN
unknown | 6647 | unknown | unknown | unknown | unknown | Agilent 6647, LC-UNKNOWN-QTOF, UNKNOWN
unknown | 6646 | unknown | unknown | unknown | unknown | Agilent 6646, LC-UNKNOWN-QTOF, UNKNOWN
unknown | 6645 | unknown | unknown | unknown | unknown | Agilent 6645, LC-UNKNOWN-QTOF, UNKNOWN
unknown | 6644 | unknown | unknown | unknown | unknown | Agilent 6644, LC-UNKNOWN-QTOF, UNKNOWN
unknown | 6643 | unknown | unknown | unknown | unknown | Agilent 6643, LC-UNKNOWN-QTOF, UNKNOWN
unknown | 6642 | unknown | unknown | unknown | unknown | Agilent 6642, LC-UNKNOWN-QTOF, UNKNOWN
unknown | 6641 | unknown | unknown | unknown | unknown | Agilent 6641, LC-UNKNOWN-QTOF, UNKNOWN
unknown | 6640 | unknown | unknown | unknown | unknown | Agilent 6640, LC-UNKNOWN-QTOF, UNKNOWN
unknown | 6671 | unknown | unknown | unknown | unknown | Agilent 6671, LC-UNKNOWN-QTOF, UNKNOWN
unknown | 6670 | unknown | unknown | unknown | unknown | Agilent 6670, LC-UNKNOWN-QTOF, UNKNOWN
unknown | 6669 | unknown | unknown | unknown | unknown | Agilent 6669, LC-UNKNOWN-QTOF, UNKNOWN
unknown | 6668 | unknown | unknown | unknown | unknown | Agilent 6668, LC-UNKNOWN-QTOF, UNKNOWN
unknown | 6667 | unknown | unknown | unknown | unknown | Agilent 6667, LC-UNKNOWN-QTOF, UNKNOWN
unknown | 6666 | unknown | unknown | unknown | unknown | Agilent 6666, LC-UNKNOWN-QTOF, UNKNOWN
unknown | 6665 | unknown | unknown | unknown | unknown | Agilent 6665, LC-UNKNOWN-QTOF, UNKNOWN
unknown | 6664 | unknown | unknown | unknown | unknown | Agilent 6664, LC-UNKNOWN-QTOF, UNKNOWN
unknown | 6663 | unknown | unknown | unknown | unknown | Agilent 6663, LC-UNKNOWN-QTOF, UNKNOWN
unknown | 6662 | unknown | unknown | unknown | unknown | Agilent 6662, LC-UNKNOWN-QTOF, UNKNOWN
unknown | 6661 | unknown | unknown | unknown | unknown | Agilent 6661, LC-UNKNOWN-QTOF, UNKNOWN
unknown | 6660 | unknown | unknown | unknown | unknown | Agilent 6660, LC-UNKNOWN-QTOF, UNKNOWN
unknown | 6659 | unknown | unknown | unknown | unknown | Agilent 6659, LC-UNKNOWN-QTOF, UNKNOWN
unknown | 6658 | unknown | unknown | unknown | unknown | Agilent 6658, LC-UNKNOWN-QTOF, UNKNOWN
unknown | 6657 | unknown | unknown | unknown | unknown | Agilent 6657, LC-UNKNOWN-QTOF, UNKNOWN
unknown | 6656 | unknown | unknown | unknown | unknown | Agilent 6656, LC-UNKNOWN-QTOF, UNKNOWN
unknown | 6410 | lc | qqq | esi | low | Agilent 6410, LC-ESI-QQQ, LOW
unknown | 6210 | ce | tof | esi | high | Agilent 6210, CE-ESI-TOF, HIGH
unknown | 6210 | lc | tof | esi | high | Agilent 6210, LC-ESI-TOF, HIGH
agilent | 6568 | lc | qtof | esi | high | Agilent 6568, LC-ESI-QTOF, HIGH
agilent | 7100 | ce | qtof | esi | high | Agilent 7100, CE-ESI-QTOF, HIGH
agilent | 6680 | lc | qtof | esi | high | Agilent 6680, LC-ESI-QTOF, HIGH
agilent | 6679 | lc | qtof | esi | high | Agilent 6679, LC-ESI-QTOF, HIGH
agilent | 6678 | lc | qtof | esi | high | Agilent 6678, LC-ESI-QTOF, HIGH
unknown | 6677 | unknown | unknown | unknown | unknown | Agilent 6677, LC-UNKNOWN-QTOF, UNKNOWN
unknown | 6676 | unknown | unknown | unknown | unknown | Agilent 6676, LC-UNKNOWN-QTOF, UNKNOWN
unknown | 6675 | unknown | unknown | unknown | unknown | Agilent 6675, LC-UNKNOWN-QTOF, UNKNOWN
unknown | 6674 | unknown | unknown | unknown | unknown | Agilent 6674, LC-UNKNOWN-QTOF, UNKNOWN
unknown | 6673 | unknown | unknown | unknown | unknown | Agilent 6673, LC-UNKNOWN-QTOF, UNKNOWN
unknown | 6672 | unknown | unknown | unknown | unknown | Agilent 6672, LC-UNKNOWN-QTOF, UNKNOWN
agilent | 6665 | lc | qtof | esi | high | Agilent 6665, LC-ESI-QTOF, HIGH
agilent | 6664 | lc | qtof | esi | high | Agilent 6664, LC-ESI-QTOF, HIGH
agilent | 6663 | lc | qtof | esi | high | Agilent 6663, LC-ESI-QTOF, HIGH
agilent | 6662 | lc | qtof | esi | high | Agilent 6662, LC-ESI-QTOF, HIGH
agilent | 6567 | lc | qtof | esi | high | Agilent 6567, LC-ESI-QTOF, HIGH
unknown | 7100 | unknown | unknown | unknown | unknown | Agilent 7100, CE-UNKNOWN-QTOF, UNKNOWN
unknown | 6680 | unknown | unknown | unknown | unknown | Agilent 6680, LC-UNKNOWN-QTOF, UNKNOWN
unknown | 6679 | unknown | unknown | unknown | unknown | Agilent 6679, LC-UNKNOWN-QTOF, UNKNOWN
unknown | 6678 | unknown | unknown | unknown | unknown | Agilent 6678, LC-UNKNOWN-QTOF, UNKNOWN
unknown | 6534 | lc | qtof | esi | high | Agilent 6534, LC-ESI-QTOF, HIGH
unknown | 6533 | lc | qtof | esi | high | Agilent 6533, LC-ESI-QTOF, HIGH
unknown | 6532 | lc | qtof | esi | high | Agilent 6532, LC-ESI-QTOF, HIGH
unknown | 6531 | lc | qtof | esi | high | Agilent 6531, LC-ESI-QTOF, HIGH
unknown | 6530 | lc | qtof | esi | high | Agilent 6530, LC-ESI-QTOF, HIGH
agilent | 6617 | lc | qtof | esi | high | Agilent 6617, LC-ESI-QTOF, HIGH
agilent | 6616 | lc | qtof | esi | high | Agilent 6616, LC-ESI-QTOF, HIGH
agilent | 6615 | lc | qtof | esi | high | Agilent 6615, LC-ESI-QTOF, HIGH
agilent | 6614 | lc | qtof | esi | high | Agilent 6614, LC-ESI-QTOF, HIGH
agilent | 6645 | lc | qtof | esi | high | Agilent 6645, LC-ESI-QTOF, HIGH
agilent | 6644 | lc | qtof | esi | high | Agilent 6644, LC-ESI-QTOF, HIGH
agilent | 6643 | lc | qtof | esi | high | Agilent 6643, LC-ESI-QTOF, HIGH
agilent | 6642 | lc | qtof | esi | high | Agilent 6642, LC-ESI-QTOF, HIGH
agilent | 6641 | lc | qtof | esi | high | Agilent 6641, LC-ESI-QTOF, HIGH
agilent | 6640 | lc | qtof | esi | high | Agilent 6640, LC-ESI-QTOF, HIGH
agilent | 6639 | lc | qtof | esi | high | Agilent 6639, LC-ESI-QTOF, HIGH
agilent | 6638 | lc | qtof | esi | high | Agilent 6638, LC-ESI-QTOF, HIGH
agilent | 6637 | lc | qtof | esi | high | Agilent 6637, LC-ESI-QTOF, HIGH
agilent | 6636 | lc | qtof | esi | high | Agilent 6636, LC-ESI-QTOF, HIGH
agilent | 6635 | lc | qtof | esi | high | Agilent 6635, LC-ESI-QTOF, HIGH
agilent | 6634 | lc | qtof | esi | high | Agilent 6634, LC-ESI-QTOF, HIGH
agilent | 6649 | lc | qtof | esi | high | Agilent 6649, LC-ESI-QTOF, HIGH
agilent | 6648 | lc | qtof | esi | high | Agilent 6648, LC-ESI-QTOF, HIGH
agilent | 6647 | lc | qtof | esi | high | Agilent 6647, LC-ESI-QTOF, HIGH
agilent | 6646 | lc | qtof | esi | high | Agilent 6646, LC-ESI-QTOF, HIGH
agilent | 6677 | lc | qtof | esi | high | Agilent 6677, LC-ESI-QTOF, HIGH
agilent | 6676 | lc | qtof | esi | high | Agilent 6676, LC-ESI-QTOF, HIGH
agilent | 6675 | lc | qtof | esi | high | Agilent 6675, LC-ESI-QTOF, HIGH
agilent | 6674 | lc | qtof | esi | high | Agilent 6674, LC-ESI-QTOF, HIGH
agilent | 6673 | lc | qtof | esi | high | Agilent 6673, LC-ESI-QTOF, HIGH
agilent | 6672 | lc | qtof | esi | high | Agilent 6672, LC-ESI-QTOF, HIGH
agilent | 6671 | lc | qtof | esi | high | Agilent 6671, LC-ESI-QTOF, HIGH
agilent | 6670 | lc | qtof | esi | high | Agilent 6670, LC-ESI-QTOF, HIGH
agilent | 6669 | lc | qtof | esi | high | Agilent 6669, LC-ESI-QTOF, HIGH
agilent | 6668 | lc | qtof | esi | high | Agilent 6668, LC-ESI-QTOF, HIGH
agilent | 6667 | lc | qtof | esi | high | Agilent 6667, LC-ESI-QTOF, HIGH
agilent | 6666 | lc | qtof | esi | high | Agilent 6666, LC-ESI-QTOF, HIGH
agilent | 6633 | lc | qtof | esi | high | Agilent 6633, LC-ESI-QTOF, HIGH
agilent | 6632 | lc | qtof | esi | high | Agilent 6632, LC-ESI-QTOF, HIGH
agilent | 6631 | lc | qtof | esi | high | Agilent 6631, LC-ESI-QTOF, HIGH
agilent | 6630 | lc | qtof | esi | high | Agilent 6630, LC-ESI-QTOF, HIGH
agilent | 6661 | lc | qtof | esi | high | Agilent 6661, LC-ESI-QTOF, HIGH
agilent | 6660 | lc | qtof | esi | high | Agilent 6660, LC-ESI-QTOF, HIGH
agilent | 6659 | lc | qtof | esi | high | Agilent 6659, LC-ESI-QTOF, HIGH
agilent | 6658 | lc | qtof | esi | high | Agilent 6658, LC-ESI-QTOF, HIGH
agilent | 6657 | lc | qtof | esi | high | Agilent 6657, LC-ESI-QTOF, HIGH
agilent | 6656 | lc | qtof | esi | high | Agilent 6656, LC-ESI-QTOF, HIGH
agilent | 6655 | lc | qtof | esi | high | Agilent 6655, LC-ESI-QTOF, HIGH
agilent | 6654 | lc | qtof | esi | high | Agilent 6654, LC-ESI-QTOF, HIGH
agilent | 6653 | lc | qtof | esi | high | Agilent 6653, LC-ESI-QTOF, HIGH
agilent | 6652 | lc | qtof | esi | high | Agilent 6652, LC-ESI-QTOF, HIGH
agilent | 6651 | lc | qtof | esi | high | Agilent 6651, LC-ESI-QTOF, HIGH
agilent | 6650 | lc | qtof | esi | high | Agilent 6650, LC-ESI-QTOF, HIGH
agilent | 6210 | lc | tof | esi | high | Agilent 6210, LC-ESI-TOF, HIGH
agilent | 6210 | ce | tof | esi | high | Agilent 6210, CE-ESI-TOF, HIGH
agilent | 6410 | lc | qqq | esi | low | Agilent 6410, LC-ESI-QQQ, LOW
agilent | 6530 | lc | qtof | esi | high | Agilent 6530, LC-ESI-QTOF, HIGH
agilent | 6562 | lc | qtof | esi | high | Agilent 6562, LC-ESI-QTOF, HIGH
agilent | 6561 | lc | qtof | esi | high | Agilent 6561, LC-ESI-QTOF, HIGH
agilent | 6560 | lc | qtof | esi | high | Agilent 6560, LC-ESI-QTOF, HIGH
agilent | 6559 | lc | qtof | esi | high | Agilent 6559, LC-ESI-QTOF, HIGH
agilent | 6558 | lc | qtof | esi | high | Agilent 6558, LC-ESI-QTOF, HIGH
agilent | 6557 | lc | qtof | esi | high | Agilent 6557, LC-ESI-QTOF, HIGH
agilent | 6556 | lc | qtof | esi | high | Agilent 6556, LC-ESI-QTOF, HIGH
agilent | 6555 | lc | qtof | esi | high | Agilent 6555, LC-ESI-QTOF, HIGH
agilent | 6554 | lc | qtof | esi | high | Agilent 6554, LC-ESI-QTOF, HIGH
agilent | 6553 | lc | qtof | esi | high | Agilent 6553, LC-ESI-QTOF, HIGH
agilent | 6552 | lc | qtof | esi | high | Agilent 6552, LC-ESI-QTOF, HIGH
agilent | 6551 | lc | qtof | esi | high | Agilent 6551, LC-ESI-QTOF, HIGH
agilent | 6546 | lc | qtof | esi | high | Agilent 6546, LC-ESI-QTOF, HIGH
agilent | 6545 | lc | qtof | esi | high | Agilent 6545, LC-ESI-QTOF, HIGH
agilent | 6544 | lc | qtof | esi | high | Agilent 6544, LC-ESI-QTOF, HIGH
agilent | 6543 | lc | qtof | esi | high | Agilent 6543, LC-ESI-QTOF, HIGH
agilent | 6542 | lc | qtof | esi | high | Agilent 6542, LC-ESI-QTOF, HIGH
agilent | 6541 | lc | qtof | esi | high | Agilent 6541, LC-ESI-QTOF, HIGH
agilent | 6540 | lc | qtof | esi | high | Agilent 6540, LC-ESI-QTOF, HIGH
agilent | 6539 | lc | qtof | esi | high | Agilent 6539, LC-ESI-QTOF, HIGH
agilent | 6538 | lc | qtof | esi | high | Agilent 6538, LC-ESI-QTOF, HIGH
agilent | 6537 | lc | qtof | esi | high | Agilent 6537, LC-ESI-QTOF, HIGH
agilent | 6536 | lc | qtof | esi | high | Agilent 6536, LC-ESI-QTOF, HIGH
agilent | 6535 | lc | qtof | esi | high | Agilent 6535, LC-ESI-QTOF, HIGH
agilent | 6534 | lc | qtof | esi | high | Agilent 6534, LC-ESI-QTOF, HIGH
agilent | 6533 | lc | qtof | esi | high | Agilent 6533, LC-ESI-QTOF, HIGH
agilent | 6532 | lc | qtof | esi | high | Agilent 6532, LC-ESI-QTOF, HIGH
agilent | 6531 | lc | qtof | esi | high | Agilent 6531, LC-ESI-QTOF, HIGH
unknown | xct | unknown | unknown | unknown | unknown | Agilent XCT, LC-UNKNOWN-IT, UNKNOWN
unknown | xct | unknown | unknown | unknown | unknown | Agilent XCT, LC-UNKNOWN-IT, UNKNOWN
agilent | xct | lc | it | esi | low | Agilent XCT, LC-ESI-IT, LOW
agilent | xct | lc | qit | esi | low | Agilent XCT, LC-ESI-QIT, LOW
unknown | xct | lc | it | esi | low | Agilent XCT, LC-ESI-IT, LOW
unknown | xct | lc | qit | esi | low | Agilent XCT, LC-ESI-QIT, LOW
agilent | xct | unknown | it | esi | low | Agilent XCT, LC-ESI-IT, LOW
agilent | xct | unknown | qit | esi | low | Agilent XCT, LC-ESI-QIT, LOW
agilent | xct | unknown | unknown | unknown | unknown | Agilent XCT, LC-UNKNOWN-IT, UNKNOWN
agilent | xct | lc | unknown | esi | low | Agilent XCT, LC-ESI-IT, LOW
agilent | xct | lc | unknown | esi | low | Agilent XCT, LC-ESI-IT, LOW
agilent | xct | unknown | unknown | unknown | unknown | Agilent XCT, LC-UNKNOWN-IT, UNKNOWN
agilent | xct | lc | it | unknown | low | Agilent XCT, LC-UNKNOWN-IT, LOW
agilent | xct | lc | qit | unknown | low | Agilent XCT, LC-UNKNOWN-QIT, LOW
agilent | xct | lc | it | esi | unknown | Agilent XCT, LC-ESI-IT, UNKNOWN
agilent | xct | lc | qit | esi | unknown | Agilent XCT, LC-ESI-QIT, UNKNOWN
unknown | xct | unknown | it | esi | low | Agilent XCT, LC-ESI-IT, LOW
unknown | xct | unknown | qit | esi | low | Agilent XCT, LC-ESI-QIT, LOW
unknown | xct | lc | unknown | unknown | unknown | Agilent XCT, LC-UNKNOWN-IT, UNKNOWN
unknown | xct | lc | unknown | unknown | unknown | Agilent XCT, LC-UNKNOWN-IT, UNKNOWN
unknown | xct | lc | unknown | esi | low | Agilent XCT, LC-ESI-IT, LOW
unknown | xct | lc | unknown | esi | low | Agilent XCT, LC-ESI-IT, LOW
unknown | xct | unknown | it | unknown | unknown | Agilent XCT, LC-UNKNOWN-IT, UNKNOWN
unknown | xct | unknown | qit | unknown | unknown | Agilent XCT, LC-UNKNOWN-QIT, UNKNOWN
unknown | xct | unknown | unknown | esi | unknown | Agilent XCT, LC-ESI-IT, UNKNOWN
unknown | xct | unknown | unknown | esi | unknown | Agilent XCT, LC-ESI-IT, UNKNOWN
unknown | xct | unknown | unknown | unknown | low | Agilent XCT, LC-UNKNOWN-IT, LOW
unknown | xct | unknown | unknown | unknown | low | Agilent XCT, LC-UNKNOWN-IT, LOW
unknown | xct | lc | it | unknown | low | Agilent XCT, LC-UNKNOWN-IT, LOW
unknown | xct | lc | qit | unknown | low | Agilent XCT, LC-UNKNOWN-QIT, LOW
unknown | xct | lc | it | esi | unknown | Agilent XCT, LC-ESI-IT, UNKNOWN
unknown | xct | lc | qit | esi | unknown | Agilent XCT, LC-ESI-QIT, UNKNOWN
agilent | xct | unknown | unknown | esi | low | Agilent XCT, LC-ESI-IT, LOW
agilent | xct | unknown | unknown | esi | low | Agilent XCT, LC-ESI-IT, LOW
agilent | xct | unknown | qit | unknown | low | Agilent XCT, LC-UNKNOWN-QIT, LOW
agilent | xct | unknown | it | unknown | low | Agilent XCT, LC-UNKNOWN-IT, LOW
agilent | xct | unknown | it | esi | unknown | Agilent XCT, LC-ESI-IT, UNKNOWN
agilent | xct | unknown | qit | esi | unknown | Agilent XCT, LC-ESI-QIT, UNKNOWN
agilent | xct | lc | unknown | unknown | low | Agilent XCT, LC-UNKNOWN-IT, LOW
agilent | xct | lc | unknown | unknown | low | Agilent XCT, LC-UNKNOWN-IT, LOW
agilent | xct | lc | unknown | unknown | unknown | Agilent XCT, LC-UNKNOWN-IT, UNKNOWN
agilent | xct | lc | unknown | unknown | unknown | Agilent XCT, LC-UNKNOWN-IT, UNKNOWN
agilent | xct | unknown | it | unknown | unknown | Agilent XCT, LC-UNKNOWN-IT, UNKNOWN
agilent | xct | unknown | qit | unknown | unknown | Agilent XCT, LC-UNKNOWN-QIT, UNKNOWN
agilent | xct | unknown | unknown | esi | unknown | Agilent XCT, LC-ESI-IT, UNKNOWN
agilent | xct | unknown | unknown | esi | unknown | Agilent XCT, LC-ESI-IT, UNKNOWN
agilent | xct | unknown | unknown | unknown | low | Agilent XCT, LC-UNKNOWN-IT, LOW
agilent | xct | unknown | unknown | unknown | low | Agilent XCT, LC-UNKNOWN-IT, LOW
agilent | xct | lc | unknown | esi | unknown | Agilent XCT, LC-ESI-IT, UNKNOWN
agilent | xct | lc | unknown | esi | unknown | Agilent XCT, LC-ESI-IT, UNKNOWN
agilent | xct | lc | it | unknown | unknown | Agilent XCT, LC-UNKNOWN-IT, UNKNOWN
agilent | xct | lc | qit | unknown | unknown | Agilent XCT, LC-UNKNOWN-QIT, UNKNOWN
unknown | xct | unknown | unknown | esi | low | Agilent XCT, LC-ESI-IT, LOW
unknown | xct | unknown | unknown | esi | low | Agilent XCT, LC-ESI-IT, LOW
unknown | xct | unknown | it | unknown | low | Agilent XCT, LC-UNKNOWN-IT, LOW
unknown | xct | unknown | qit | unknown | low | Agilent XCT, LC-UNKNOWN-QIT, LOW
unknown | xct | unknown | it | esi | unknown | Agilent XCT, LC-ESI-IT, UNKNOWN
unknown | xct | unknown | qit | esi | unknown | Agilent XCT, LC-ESI-QIT, UNKNOWN
unknown | xct | lc | unknown | unknown | low | Agilent XCT, LC-UNKNOWN-IT, LOW
unknown | xct | lc | unknown | unknown | low | Agilent XCT, LC-UNKNOWN-IT, LOW
unknown | xct | lc | it | unknown | unknown | Agilent XCT, LC-UNKNOWN-IT, UNKNOWN
unknown | xct | lc | qit | unknown | unknown | Agilent XCT, LC-UNKNOWN-QIT, UNKNOWN
unknown | xct | lc | unknown | esi | unknown | Agilent XCT, LC-ESI-IT, UNKNOWN
unknown | xct | lc | unknown | esi | unknown | Agilent XCT, LC-ESI-IT, UNKNOWN